## EQUIPMENT
AREA NAME | LOCATION NAME | SLOT# | TAG# | TYPE DESC | SUBTYPE DESC | DESCRIPTION | MANUFACTURER | MODEL# | SERIAL# | DATE PURCHASED | PURCHASE ORDER # | ALTERNATE TAG # | PART VENDOR | VENDOR NAME | ACCOUNT # | SYSTEM | SUBSYSTEM | STATUS | WARRANTY DATE | PART 1 NAME | PART 1 MODEL # | PART 1 MFG | PART 1 TYPE | PART 1 SERIAL | PART 2 NAME | PART 2 MODEL # | PART 2 TYPE | PART 2 SERIAL | UDF 1 | UDF 2 | UDF 3 | UDF 4 | UDF 5 | UDF 6 | UDF 7 | UDF 8 | UDF 9 | UDF 10 | UDF CHAR 30-1 (GPM) | UDF CHAR 30-2 (HEAD) | UDF CHAR 30-3 (STAGES) | UDF CHAR 30-4 (SPEED) | UDF CHAR 60-1 (Mounting Flange to Sump Tank) | UDF CHAR 60-2 (Discharge Flange) | UDF CHAR 1000-1 (Mount Flange to Bottom of Pump) | UDF 1000-2 | UDF 1000-3 | UDF CHAR 1000-4 | UDF CHAR 1000-5 | UDF DATE | UDF 0DP | UDF BOOLEAN
Hammond | Hammond Warehouse | 681-58-223-1887 | 12000 | Vertical Can-Sump Pump |  | Vertical Can-Sump Pump | Byron Jackson | 6G M VLT | 771-H-0613 | date | 9700 | a t | [26 empty] | 126 | 50 | 4 | 1800 | 12 @ 10.625" B.C. | 4" 150# | 11" - 6"

## WebTMAExport (hidden)
FACILITY ID | Old Slot # | New Slot ID | New Tag # | Old Tag # | Old Description | Type Desc | Subtype Desc | NewDescription | BuildingForCombine
1002 | 204-TF | FNA-AS-941 | 002500 | 204-AS1 | Auto Sampler | On-Line Instrumentation | Auto Sampler
1002 | 204-TF | FNA-GENERIC | 002501 | 204-GENERIC | Generic Equipment | Generic
1002 | 205-MS | WYN-Generic | 002502 | 205-Generic | Generic Equipment | Generic
1007 | 237-LS | CTJ-A1 | 002503 | 237-A1 | Station Launcher Drain Valve | Valve | Gate
1007 | 237-LS | CTJ-A2 | 002504 | 237-A2 | Station Gravitometer Inlet Valve | Valve | Gate
1007 | 237-LS | CTJ-A3 | 002505 | 237-A3 | Blinded Station Valve Past B103 | Valve | Gate
1007 | 237-LS | CTJ-B103 | 002506 | 237-B103 | Block Valve to Grapevine | Valve | Gate
1007 | 237-LS | CTJ-BS-1 | 002507 | 237-BS-1 | Station 24VDC Battery System | Battery Charger | 24VDC
1007 | 237-LS | CTJ-C101 | 002508 | 237-C101 | Mainline Check Valve Before S-103 and S-102 | Valve | Swing Check
1007 | 237-LS | CTJ-C102 | 002509 | 237-C102 | Mainline Check Valve After B103 | Valve | Swing Check
1007 | 237-LS | CTJ-C103 | 002510 | 237-C103 | Station Sphere Relief Check Valve | Valve | Swing Check
1007 | 237-LS | CTJ-DT-302 | 002511 | 237-DT-302 | Station Gravitometer | Transmitter | Density
1007 | 237-LS | CTJ-Generic | 002512 | 237-Generic | Generic Equipment | Generic
1007 | 237-LS | CTJ-PT-601 | 002513 | 237-PT-601 | Station Inlet Pressure Transmitter | Transmitter | Pressure
1007 | 237-LS | CTJ-S101 | 002514 | 237-S101 | Station Launcher Block Valve | Valve | Gate
1007 | 237-LS | CTJ-S102 | 002515 | 237-S102 | Station Launcher Bypass Valve | Valve | Gate
1007 | 237-LS | CTJ-S103 | 002516 | 237-S103 | Station Launcher Inlet Valve | Valve | Gate
1007 | 237-LS | CTJ-TP-101 | 002517 | 237-TP-101 | Station Sump Pump and Transfer Pump | Pump | Positive Displacement
1007 | 237-LS | CTJ-TR-101 | 002518 | 237-TR-101 | Station Launcher Relief | Thermal Relief
1007 | 237-LS | CTJ-U1 | 002519 | 237-U1 | Station Sump Tank Shell Valve | Valve | Gate
1007 | 238-LS | FWT-A1 | 002520 | 238-A1 | Inlet Valve To Sump Tank | Valve
1007 | 238-LS | FWT-A10 | 002521 | 238-A10 | Receiver Fill Valve | Valve
1007 | 238-LS | FWT-A11 | 002522 | 238-A11 | Receiver Fill Valve | Valve
1007 | 238-LS | FWT-A12 | 002523 | 238-A12 | Mainline Thermal Relief Inlet Valve | Valve
1007 | 238-LS | FWT-A13 | 002524 | 238-A13 | Mainline Thermal Relief Test Point Valve | Valve
1007 | 238-LS | FWT-A15 | 002525 | 238-A15 | Sump Pump Discharge To Truck | Valve
1007 | 238-LS | FWT-A16 | 002526 | 238-A16 | Missing | Valve
1007 | 238-LS | FWT-A17 | 002527 | 238-A17 | Gravitometer Inlet Valve | Valve
1007 | 238-LS | FWT-A18 | 002528 | 238-A18 | Gravitometer Discharge Valve | Valve
1007 | 238-LS | FWT-A2 | 002529 | 238-A2 | Receiver Drain Valve | Valve
1007 | 238-LS | FWT-A3 | 002530 | 238-A3 | Strainer Drain Valve | Valve
1007 | 238-LS | FWT-A4 | 002531 | 238-A4 | Sump Pump Discharge Valve | Valve
1007 | 238-LS | FWT-A5 | 002532 | 238-A5 | Sump Pump Injection Valve At Receiver | Valve
1007 | 238-LS | FWT-A6 | 002533 | 238-A6 | Sump Pump Injection Valve At Strainer | Valve
1007 | 238-LS | FWT-A7 | 002534 | 238-A7 | Receiver Thermal Inlet Valve | Valve
1007 | 238-LS | FWT-A8 | 002535 | 238-A8 | Receiver Thermal Relief Test Point Valve | Valve
1007 | 238-LS | FWT-B101 | 002536 | 238-B101 | Mainline Block Valve Before Station | Valve | Gate
1007 | 238-LS | FWT-BS-1 | 002537 | 238-BS-1 | 24VDC Battery System | Battery Charger | 24VDC
1007 | 238-LS | FWT-C145 | 002538 | 238-C1.45 | Check valve Down stream Side of Grapevine Station to Ft. Worth | Valve | Swing Check
1007 | 238-LS | FWT-C101 | 002539 | 238-C101 | Station Delivery Line Check Valve After PVC 101 | Valve | Swing Check
1007 | 238-LS | FWT-CA1 | 002540 | 238-CA1 | Sump Pump Injection Check Valve At Reciever | Valve
1007 | 238-LS | FWT-CA2 | 002541 | 238-CA2 | Sump Pump Injection Check Valve At Strainer | Valve
1007 | 238-LS | FWT-Generic | 002542 | 238-Generic | Generic Equipment | Generic
1007 | 238-LS | FWT-MTR-17 | 002543 | 238-MTR-17 | Station Flow Meter | Flow Meter | Turbine
1007 | 238-LS | FWT-PVC101 | 002544 | 238-PVC101 | Station Pressure Control Valve | Valve
1007 | 238-LS | FWT-S101 | 002545 | 238-S101 | Station Receiver Inlet Valve | Valve
1007 | 238-LS | FWT-S102 | 002546 | 238-S102 | Station Reveiver Outlet Valve | Valve
1007 | 238-LS | FWT-S103 | 002547 | 238-S103 | Station Receiver Bypass Valve | Valve
1007 | 238-LS | FWT-SP-101 Pump | 002548 | 238-SP-101 | Sump Pump | Pump | Vertical Can-Sump
1007 | 238-LS | FWT-STR-1 | 002549 | 238-STRNR-1 | Mainline Strainer | Strainer
1006 | 241-TF | PTA-120 | 002550 | 241-120 | Pump Unit 2 Suction Valve | Valve
1006 | 241-TF | PTA-121 | 002551 | 241-121 | Pump Unit 2 Discharge Valve | Valve
1006 | 241-TF | PTA-A10 | 002552 | 241-A10 | Missing | Valve
1006 | 241-TF | PTA-A11 | 002553 | 241-A11 | Missing | Valve
1006 | 241-TF | PTA-A12 | 002554 | 241-A12 | Missing | Valve
1006 | 241-TF | PTA-A13 | 002555 | 241-A13 | Missing | Valve
1006 | 241-TF | PTA-A14 | 002556 | 241-A14 | Missing | Valve
1006 | 241-TF | PTA-A15 | 002557 | 241-A15 | Missing | Valve
1006 | 241-TF | PTA-A16 | 002558 | 241-A16 | Missing | Valve
1006 | 241-TF | PTA-A17 | 002559 | 241-A17 | Missing | Valve
1006 | 241-TF | PTA-A18 | 002560 | 241-A18 | Missing | Valve
1006 | 241-TF | PTA-A19 | 002561 | 241-A19 | Missing | Valve
1006 | 241-TF | PTA-A20 | 002562 | 241-A20 | Missing | Valve
1006 | 241-TF | PTA-A21 | 002563 | 241-A21 | Missing | Valve
1006 | 241-TF | PTA-A23 | 002564 | 241-A23 | Missing | Valve
1006 | 241-TF | PTA-A25 | 002565 | 241-A25 | Missing | Valve
1006 | 241-TF | PTA-A26 | 002566 | 241-A26 | Missing | Valve
1006 | 241-TF | PTA-A27 | 002567 | 241-A27 | Missing | Valve
1006 | 241-TF | PTA-A28 | 002568 | 241-A28 | Missing | Valve
1006 | 241-TF | PTA-A29 | 002569 | 241-A29 | Missing | Valve
1006 | 241-TF | PTA-A30 | 002570 | 241-A30 | Missing | Valve
1006 | 241-TF | PTA-A31 | 002571 | 241-A31 | Missing | Valve
1006 | 241-TF | PTA-A32 | 002572 | 241-A32 | Missing | Valve
1006 | 241-TF | PTA-A33 | 002573 | 241-A33 | Missing | Valve
1006 | 241-TF | PTA-A34 | 002574 | 241-A34 | Missing | Valve
1006 | 241-TF | PTA-A35 | 002575 | 241-A35 | Missing | Valve
1006 | 241-TF | PTA-A36 | 002576 | 241-A36 | Missing | Valve
1006 | 241-TF | PTA-A37 | 002577 | 241-A37 | Missing | Valve
1006 | 241-TF | PTA-A38 | 002578 | 241-A38 | Missing | Valve
1006 | 241-TF | PTA-A39 | 002579 | 241-A39 | Missing | Valve
1006 | 241-TF | PTA-A40 | 002580 | 241-A40 | Missing | Valve
1006 | 241-TF | PTA-A41 | 002581 | 241-A41 | Missing | Valve
1006 | 241-TF | PTA-A42 | 002582 | 241-A42 | Missing | Valve
1006 | 241-TF | PTA-A43 | 002583 | 241-A43 | Missing | Valve
1006 | 241-TF | PTA-A44 | 002584 | 241-A44 | Missing | Valve
1006 | 241-TF | PTA-A45 | 002585 | 241-A45 | Missing | Valve
1006 | 241-TF | PTA-A46 | 002586 | 241-A46 | Missing | Valve
1006 | 241-TF | PTA-A47 | 002587 | 241-A47 | Missing | Valve
1006 | 241-TF | PTA-A48 | 002588 | 241-A48 | Missing | Valve
1006 | 241-TF | PTA-A49 | 002589 | 241-A49 | Missing | Valve
1006 | 241-TF | PTA-A50 | 002590 | 241-A50 | Missing | Valve
1006 | 241-TF | PTA-A51 | 002591 | 241-A51 | Missing | Valve
1006 | 241-TF | PTA-A52 | 002592 | 241-A52 | Missing | Valve
1006 | 241-TF | PTA-A53 | 002593 | 241-A53 | Missing | Valve
1006 | 241-TF | PTA-A54 | 002594 | 241-A54 | Missing | Valve
1006 | 241-TF | PTA-A55 | 002595 | 241-A55 | Missing | Valve
1006 | 241-TF | PTA-A56 | 002596 | 241-A56 | Missing | Valve
1006 | 241-TF | PTA-A57 | 002597 | 241-A57 | Missing | Valve
1006 | 241-TF | PTA-A58 | 002598 | 241-A58 | Missing | Valve
1006 | 241-TF | PTA-A59 | 002599 | 241-A59 | Missing | Valve
1006 | 241-TF | PTA-A60 | 002600 | 241-A60 | Missing | Valve
1006 | 241-TF | PTA-A61 | 002601 | 241-A61 | Missing | Valve
1006 | 241-TF | PTA-A62 | 002602 | 241-A62 | Missing | Valve
1006 | 241-TF | PTA-A63 | 002603 | 241-A63 | Missing | Valve
1006 | 241-TF | PTA-A64 | 002604 | 241-A64 | Missing | Valve
1006 | 241-TF | PTA-A65 | 002605 | 241-A65 | Missing | Valve
1006 | 241-TF | PTA-A66 | 002606 | 241-A66 | Missing | Valve
1006 | 241-TF | PTA-A67 | 002607 | 241-A67 | Missing | Valve
1006 | 241-TF | PTA-A68 | 002608 | 241-A68 | Missing | Valve
1006 | 241-TF | PTA-A69 | 002609 | 241-A69 | Missing | Valve
1006 | 241-TF | PTA-A70 | 002610 | 241-A70 | Missing | Valve
1006 | 241-TF | PTA-A71 | 002611 | 241-A71 | Missing | Valve
1006 | 241-TF | PTA-A72 | 002612 | 241-A72 | Missing | Valve
1006 | 241-TF | PTA-A73 | 002613 | 241-A73 | Missing | Valve
1006 | 241-TF | PTA-A74 | 002614 | 241-A74 | Missing | Valve
1006 | 241-TF | PTA-A76 | 002615 | 241-A76 | Missing | Valve
1006 | 241-TF | PTA-A77 | 002616 | 241-A77 | Missing | Valve
1006 | 241-TF | PTA-A78 | 002617 | 241-A78 | Missing | Valve
1006 | 241-TF | PTA-AS1 | 002618 | 241-AS1 | Auto Sampler | On-Line Instrumentation | Auto Sampler
1006 | 241-TF | PTA-BP101 | 002619 | 241-BP101 | Station 34" Prover B ypass Valve | Valve
1006 | 241-TF | PTA-BP102 | 002620 | 241-BP102 | Station 34" Prover Inlet Valve | Valve
1006 | 241-TF | PTA-BP106 | 002621 | 241-BP106 | Missing | Valve
1006 | 241-TF | PTA-BP107 | 002622 | 241-BP107 | Missing | Valve
1006 | 241-TF | PTA-BP108 | 002623 | 241-BP108 | Station 34" Prover Discharge Valve | Valve
1006 | 241-TF | PTA-BS-1 | 002624 | 241-BS-1 | 24VDC Battery System | Battery Charger | 24VDC
1006 | 241-TF | PTA-C101 | 002625 | 241-C101 | Missing | Valve
1006 | 241-TF | PTA-C102 | 002626 | 241-C102 | Missing | Valve
1006 | 241-TF | PTA-C103 | 002627 | 241-C103 | Missing | Valve
1006 | 241-TF | PTA-C104 | 002628 | 241-C104 | Missing | Valve
1006 | 241-TF | PTA-C105 | 002629 | 241-C105 | Missing | Valve
1006 | 241-TF | PTA-C106 | 002630 | 241-C106 | Missing | Valve
1006 | 241-TF | PTA-C107 | 002631 | 241-C107 | Missing | Valve
1006 | 241-TF | PTA-C108 | 002632 | 241-C108 | Missing | Valve
1006 | 241-TF | PTA-C109 | 002633 | 241-C109 | Missing | Valve
1006 | 241-TF | PTA-C110 | 002634 | 241-C110 | Missing | Valve
1006 | 241-TF | PTA-C111 | 002635 | 241-C111 | Missing | Valve
1006 | 241-TF | PTA-C112 | 002636 | 241-C112 | Missing | Valve
1006 | 241-TF | PTA-C113 | 002637 | 241-C113 | Missing | Valve
1006 | 241-TF | PTA-DRA | 002638 | 241-DRA | DRA Injection System | DRA Injection System
1006 | 241-TF | PTA-DT-301 | 002639 | 241-DT-301 | Outstation Gravitometer | Transmitter | Density
1006 | 241-TF | PTA-DT-302 | 002640 | 241-DT-302 | Port Arthur In Station Gravitometer | Transmitter | Density
1006 | 241-TF | PTA-DT-303 | 002641 | 241-DT-303 | Mainline After Booster Pumps Gravitometer | Transmitter | Density
1006 | 241-TF | PTA-DT-304 | 002642 | 241-DT-304 | Fina In Station Gravitometer | Transmitter | Density
1006 | 241-TF | PTA-DT-305 | 002643 | 241-DT-305 | Fina Outstation Gravitometer | Transmitter | Density
1006 | 241-TF | PTA-FL-1 | 002644 | 241-FL-1 | Missing | Floodlight
1006 | 241-TF | PTA-FL-10 | 002645 | 241-FL-10 | Missing | Floodlight
1006 | 241-TF | PTA-FL-11 | 002646 | 241-FL-11 | Missing | Floodlight
1006 | 241-TF | PTA-FL-12 | 002647 | 241-FL-12 | Missing | Floodlight
1006 | 241-TF | PTA-FL-13 | 002648 | 241-FL-13 | Missing | Floodlight
1006 | 241-TF | PTA-FL-16 | 002649 | 241-FL-16 | Missing | Floodlight
1006 | 241-TF | PTA-FL-17 | 002650 | 241-FL-17 | Missing | Floodlight
1006 | 241-TF | PTA-FL-18 | 002651 | 241-FL-18 | Missing | Floodlight
1006 | 241-TF | PTA-FL-19 | 002652 | 241-FL-19 | Missing | Floodlight
1006 | 241-TF | PTA-FL-2 | 002653 | 241-FL-2 | Missing | Floodlight
1006 | 241-TF | PTA-FL-22 | 002654 | 241-FL-22 | Missing | Floodlight
1006 | 241-TF | PTA-FL-23 | 002655 | 241-FL-23 | Missing | Floodlight
1006 | 241-TF | PTA-FL-24 | 002656 | 241-FL-24 | Missing | Floodlight
1006 | 241-TF | PTA-FL-25 | 002657 | 241-FL-25 | Missing | Floodlight
1006 | 241-TF | PTA-FL-28 | 002658 | 241-FL-28 | Missing | Floodlight
1006 | 241-TF | PTA-FL-29 | 002659 | 241-FL-29 | Missing | Floodlight
1006 | 241-TF | PTA-FL-3 | 002660 | 241-FL-3 | Missing | Floodlight
1006 | 241-TF | PTA-FL-30 | 002661 | 241-FL-30 | Missing | Floodlight
1006 | 241-TF | PTA-FL-31 | 002662 | 241-FL-31 | Missing | Floodlight
1006 | 241-TF | PTA-FL-34 | 002663 | 241-FL-34 | Missing | Floodlight
1006 | 241-TF | PTA-FL-4 | 002664 | 241-FL-4 | Missing | Floodlight
1006 | 241-TF | PTA-FL-5 | 002665 | 241-FL-5 | Missing | Floodlight
1006 | 241-TF | PTA-FL-6 | 002666 | 241-FL-6 | Missing | Floodlight
1006 | 241-TF | PTA-FL-7 | 002667 | 241-FL-7 | Missing | Floodlight
1006 | 241-TF | PTA-FL-8 | 002668 | 241-FL-8 | Missing | Floodlight
1006 | 241-TF | PTA-FL-9 | 002669 | 241-FL-9 | Missing | Floodlight
1006 | 241-TF | PTA-Generic | 002670 | 241-Generic | Generic Equipment | Generic
1006 | 241-TF | PTA-HP-101 | 002671 | 241-HP-101 | Hydraulic Pump | Pump | Variable Volume
1006 | 241-TF | PTA-HP-102 | 002672 | 241-HP-102 | Hydraulic Pump | Pump | Variable Volume
1006 | 241-TF | PTA-LSH-554 | 002673 | 241-LSH-554 | Booster Pump Unit 8 Seal Pot Level Switch High | Switch | Level
1006 | 241-TF | PTA-LSH-556 | 002674 | 241-LSH-556 | Pump Unit 3 Seal Pot Level Switch High | Switch | Level
1006 | 241-TF | PTA-LSHH-530 | 002675 | 241-LSHH-530 | Station Breakout Tank 130 Level Switch High High | Switch | Level
1006 | 241-TF | PTA-LSHH-531 | 002676 | 241-LSHH-531 | Station Breakout Tank 131 Level Switch High High | Switch | Level
1006 | 241-TF | PTA-LSHH-532 | 002677 | 241-LSHH-532 | Station Breakout Tank 132 Level Switch High high | Switch | Level
1006 | 241-TF | PTA-LSHH-533 | 002678 | 241-LSHH-533 | Station Breakout Tank 133 Level Switch High High | Switch | Level
1006 | 241-TF | PTA-LSHH-560 | 002679 | 241-LSHH-560 | Station Breakout Tank 160 Level Switch High High | Switch | Level
1006 | 241-TF | PTA-LSHH-561 | 002680 | 241-LSHH-561 | Station Breakout Tank 161 Level Switch High High | Switch | Level
1006 | 241-TF | PTA-LSHH-570 | 002681 | 241-LSHH-570 | Station Breakout Tank 170 Level Switch High High | Switch | Level
1006 | 241-TF | PTA-LSHH-571 | 002682 | 241-LSHH-571 | Station Breakout Tank 171 Level Switch High High | Switch | Level
1006 | 241-TF | PTA-LSHH-590 | 002683 | 241-LSHH-590 | Station Transmix Tank 190 Level Switch High High | Switch | Level
1006 | 241-TF | PTA-LT-501 | 002684 | 241-LT-501 | Station Breakout Tank 120 Level Transmitter | Transmitter | Level
1006 | 241-TF | PTA-LT-502 | 002685 | 241-LT-502 | Station Breakout Tank 121 Level Transmitter | Transmitter | Level
1006 | 241-TF | PTA-LT-503 | 002686 | 241-LT-503 | Station Breakout Tank 122 Level Transmitter | Transmitter | Level
1006 | 241-TF | PTA-LT-504 | 002687 | 241-LT-504 | Station Breakout Tank 123 Level Transmitter | Transmitter | Level
1006 | 241-TF | PTA-LT-505 | 002688 | 241-LT-505 | Station Breakout Tank 130 Level Transmitter | Transmitter | Level
1006 | 241-TF | PTA-LT-506 | 002689 | 241-LT-506 | Station Breakout Tank 131 Level Transmitter | Transmitter | Level
1006 | 241-TF | PTA-LT-507 | 002690 | 241-LT-507 | Station Breakout Tank 132 Level Transmitter | Transmitter | Level
1006 | 241-TF | PTA-LT-508 | 002691 | 241-LT-508 | Station Breakout Tank 133 Level Transmitter | Transmitter | Level
1006 | 241-TF | PTA-LT-509 | 002692 | 241-LT-509 | Station Breakout Tank 160 Level Transmitter | Transmitter | Level
1006 | 241-TF | PTA-LT-510 | 002693 | 241-LT-510 | Station Breakout Tank 161 Level Transmitter | Transmitter | Level
1006 | 241-TF | PTA-LT-511 | 002694 | 241-LT-511 | Station Breakout Tank 170 Level Transmitter | Transmitter | Level
1006 | 241-TF | PTA-LT-512 | 002695 | 241-LT-512 | Station Breakout Tank 171 Level Transmitter | Transmitter | Level
1006 | 241-TF | PTA-LT-590 | 002696 | 241-LT-513 | Station Transmix Tank 190 Level Transmitter | Transmitter | Level
1006 | 241-TF | PTA-M101 | 002697 | 241-M101 | Station Breakout Tank 120 Suction Valve | Valve
1006 | 241-TF | PTA-M102 | 002698 | 241-M102 | Station Breakout Tank 121 Suction Valve | Valve
1006 | 241-TF | PTA-M103 | 002699 | 241-M103 | Station Breakout Tank 122 Suction Valve | Valve
1006 | 241-TF | PTA-M104 | 002700 | 241-M104 | Station Breakout Tank 123 Suction Valve | Valve
1006 | 241-TF | PTA-M105 | 002701 | 241-M105 | Station Breakout Tank 130 Suction Valve | Valve
1006 | 241-TF | PTA-M106 | 002702 | 241-M106 | Station Breakout Tank 131 Suction Valve | Valve
1006 | 241-TF | PTA-M107 | 002703 | 241-M107 | Station Breakout Tank 132 Suction Valve | Valve
1006 | 241-TF | PTA-M108 | 002704 | 241-M108 | Station Breakout Tank 133 Suction Valve | Valve
1006 | 241-TF | PTA-M109 | 002705 | 241-M109 | Station Breakout Tank 160 Suction Valve | Valve
1006 | 241-TF | PTA-M110 | 002706 | 241-M110 | Station Breakout Tank 161 Suction Valve | Valve
1006 | 241-TF | PTA-M111 | 002707 | 241-M111 | Station Breakout Tank 170 Suction Valve | Valve
1006 | 241-TF | PTA-M112 | 002708 | 241-M112 | Station Breakout Tank 171 Suction Valve | Valve
1006 | 241-TF | PTA-M113 | 002709 | 241-M113 | 60 And 70 Series Suction Header Valve | Valve
1006 | 241-TF | PTA-M115 | 002710 | 241-M115 | Station Manifold Fill Valve To 60/70 Series Tank Manifold Valves | Valve
1006 | 241-TF | PTA-M116 | 002711 | 241-M116 | Station Tank 171 Fill Valve | Valve
1006 | 241-TF | PTA-M117 | 002712 | 241-M117 | Station Tank 161 Fill Valve | Valve
1006 | 241-TF | PTA-M118 | 002713 | 241-M118 | Station Manifold Fill Valve to 20 Series Tank Manifold Valves | Valve
1006 | 241-TF | PTA-M119 | 002714 | 241-M119 | Station Tank 131 Fill Valve | Valve
1006 | 241-TF | PTA-M120 | 002715 | 241-M120 | Station Tank 121 Fill Valve | Valve
1006 | 241-TF | PTA-M121 | 002716 | 241-M121 | Station Tank 120 Fill Valve | Valve
1006 | 241-TF | PTA-M123 | 002717 | 241-M123 | Station Tank 123 Fill Valve | Valve
1006 | 241-TF | PTA-M124 | 002718 | 241-M124 | Station Tank 122 Fill Valve | Valve
1006 | 241-TF | PTA-M125 | 002719 | 241-M125 | Station Tank 132 Fill Valve | Valve
1006 | 241-TF | PTA-M126 | 002720 | 241-M126 | Station Tank 133 Fill Valve | Valve
1006 | 241-TF | PTA-M127 | 002721 | 241-M127 | Station Manifold Receiver Valve From Texaco Tank Farm Distillate | Valve
1006 | 241-TF | PTA-M128 | 002722 | 241-M128 | Station Manifold Receiver Valve From Gulf Tank Farm Gas | Valve
1006 | 241-TF | PTA-M129 | 002723 | 241-M129 | Station Manifold Fill Valve to 30/31 Series Tank Manifold Valves | Valve
1006 | 241-TF | PTA-M130 | 002724 | 241-M130 | 30 Series Suction Header Valve | Valve
1006 | 241-TF | PTA-M131 | 002725 | 241-M131 | 20 Series Suction Header Valve | Valve
1006 | 241-TF | PTA-M132 | 002726 | 241-M132 | Station Tank 170 Fill Valve | Valve
1006 | 241-TF | PTA-M133 | 002727 | 241-M133 | Station Tank 160 Fill Valve | Valve
1006 | 241-TF | PTA-M134 | 002728 | 241-M134 | Station Manifold Receiver Valve From Texaco Tank Farm Gas | Valve
1006 | 241-TF | PTA-M135 | 002729 | 241-M135 | Station Manifold Receiver Valve From Port Arthur Tank Farm Distil | Valve
1006 | 241-TF | PTA-MTR-3 | 002730 | 241-MTR-3 | 12" Line Flow Meter | Flow Meter | Turbine
1006 | 241-TF | PTA-MTR-4 | 002731 | 241-MTR-4 | 14" Line Flow Meter | Flow Meter | Turbine
1006 | 241-TF | PTA-MTR-5 | 002732 | 241-MTR-5 | 28" Line Flow Meter | Flow Meter | Turbine
1006 | 241-TF | PTA-P1 | 002733 | 241-P1 | Missing | Valve
1006 | 241-TF | PTA-P101 | 002734 | 241-P101 | Station Booster Pump Unit 7 Suction Valve | Valve
1006 | 241-TF | PTA-P102 | 002735 | 241-P102 | Station Booster Pump Unit 8 Suction Valve | Valve
1006 | 241-TF | PTA-P103 | 002736 | 241-P103 | Station Booster Pump Unit 7 Discharge Valve | Valve
1006 | 241-TF | PTA-P104 | 002737 | 241-P104 | Station Booster Pump Unit 8 Discharge Valve | Valve
1006 | 241-TF | PTA-P105 | 002738 | 241-P105 | Missing | Valve
1006 | 241-TF | PTA-P3 | 002739 | 241-P3 | Missing | Valve
1006 | 241-TF | PTA-PSH-617 | 002740 | 241-PSH-617 | Pump Unit 3 Case Pressure Switch High | Switch | Pressure
1006 | 241-TF | PTA-PSHH-619 | 002741 | 241-PSHH-619 | Station Discharge Pressure Switch High High | Switch | Pressure
1006 | 241-TF | PTA-PSL-610 | 002742 | 241-PSL-610 | ML Units Suction Pressure Switch Low | Switch | Pressure
1006 | 241-TF | PTA-PSL-614 | 002743 | 241-PSL-614 | Unit 1 Suction Pressure Switch Low | Switch | Pressure
1006 | 241-TF | PTA-PSL-616 | 002744 | 241-PSL-616 | Pump Unit 3 Suction Pressure Switch Low | Switch | Pressure
1006 | 241-TF | PTA-PSLL-621 | 002745 | 241-PSLL-621 | Hydraulic System Pressure Switch Low Low | Switch | Pressure
1006 | 241-TF | PTA-PSL-V | 002746 | 241-PSL-V | Hydraulic System Pressure Switch Low | Switch | Pressure
1006 | 241-TF | PTA-PT-602 | 002747 | 241-PT-602 | Lake Charles Meter Pressure Transmitter | Transmitter | Pressure
1006 | 241-TF | PTA-PT-618 | 002748 | 241-PT-618 | Case Pressure Transmitter | Transmitter | Pressure
1006 | 241-TF | PTA-PT-619 | 002749 | 241-PT-619 | 28" Discharge Control Pressure Transmitter | Transmitter | Pressure
1006 | 241-TF | PTA-S101 | 002750 | 241-S101 | Station Launcher Discharge Valve | Valve | Gate
1006 | 241-TF | PTA-S102 | 002751 | 241-S102 | Station Launcher ByPass Valve | Valve | Gate
1006 | 241-TF | PTA-S103 | 002752 | 241-S103 | Station Launcher Inlet Valve | Valve | Gate
1006 | 241-TF | PTA-S104 | 002753 | 241-S104 | Station Receiver Inlet Valve From Lake Charles | Valve | Gate
1006 | 241-TF | PTA-S105 | 002754 | 241-S105 | Station Receiver Bypass Valve From Lake Charles | Valve | Gate
1006 | 241-TF | PTA-S106 | 002755 | 241-S106 | Station Receiver Outlet Valve From Lake Charles | Valve | Gate
1006 | 241-TF | PTA-S107 | 002756 | 241-S107 | Receiver Inlet Valve 14" | Valve | Gate
1006 | 241-TF | PTA-S108 | 002757 | 241-S108 | Receiver Bypass Valve | Valve | Gate
1006 | 241-TF | PTA-S109 | 002758 | 241-S109 | Receiver Discharge Valve | Valve | Gate
1006 | 241-TF | PTA-SD1 | 002759 | 241-SD1 | Missing | Valve
1006 | 241-TF | PTA-SP-101 Pump | 002760 | 241-SP-101 | Sump Pump | Pump | Vertical Can-Sump
1006 | 241-TF | PTA-T101 | 002761 | 241-T101 | Station Breakout Tank 120 Shell Valve | Valve
1006 | 241-TF | PTA-T102 | 002762 | 241-T102 | Station Breakout Tank 121 Shell Valve | Valve
1006 | 241-TF | PTA-T103 | 002763 | 241-T103 | Station Breakout Tank 122 Shell Valve | Valve
1006 | 241-TF | PTA-T104 | 002764 | 241-T104 | Station Breakout Tank 123 Shell Valve | Valve
1006 | 241-TF | PTA-T105 | 002765 | 241-T105 | Station Breakout Tank 130 Shell Valve | Valve
1006 | 241-TF | PTA-T106 | 002766 | 241-T106 | Station Breakout Tank 131 Shell Valve | Valve
1006 | 241-TF | PTA-T107 | 002767 | 241-T107 | Station Breakout Tank 132 Shell Valve | Valve
1006 | 241-TF | PTA-T108 | 002768 | 241-T108 | Station Breakout Tank 133 Shell Valve | Valve
1006 | 241-TF | PTA-T109 | 002769 | 241-T109 | Station Breakout Tank 160 Shell Valve | Valve
1006 | 241-TF | PTA-T110 | 002770 | 241-T110 | Station Breakout Tank 161 Shell Valve | Valve
1006 | 241-TF | PTA-T111 | 002771 | 241-T111 | Station Breakout Tank 190 Shel Valve | Valve
1006 | 241-TF | PTA-T112 | 002772 | 241-T112 | Station Breakout Tank 170 Shell Valve | Valve
1006 | 241-TF | PTA-T113 | 002773 | 241-T113 | Station Breakout Tank 171 Shell Valve | Valve
1006 | 241-TF | PTA-TK-H2O | 002774 | 241-TK-H2O | Port Arthur Water Tank | Tank | Water
1006 | 241-TF | PTA-TLL-109 | 002775 | 241-TLL-109 | Missing | Floodlight
1006 | 241-TF | PTA-TLL-110 | 002776 | 241-TLL-110 | Missing | Floodlight
1006 | 241-TF | PTA-TLL-120 | 002777 | 241-TLL-120 | Missing | Floodlight
1006 | 241-TF | PTA-TLL-121 | 002778 | 241-TLL-121 | Missing | Floodlight
1006 | 241-TF | PTA-TLL-122 | 002779 | 241-TLL-122 | Missing | Floodlight
1006 | 241-TF | PTA-TLL-123 | 002780 | 241-TLL-123 | Missing | Floodlight
1006 | 241-TF | PTA-TLL-130 | 002781 | 241-TLL-130 | Missing | Floodlight
1006 | 241-TF | PTA-TLL-131 | 002782 | 241-TLL-131 | Missing | Floodlight
1006 | 241-TF | PTA-TLL-132 | 002783 | 241-TLL-132 | Missing | Floodlight
1006 | 241-TF | PTA-TLL-133 | 002784 | 241-TLL-133 | Missing | Floodlight
1006 | 241-TF | PTA-TLL-170 | 002785 | 241-TLL-170 | Missing | Floodlight
1006 | 241-TF | PTA-TLL-171 | 002786 | 241-TLL-171 | Missing | Floodlight
1006 | 241-TF | PTA-TLU-109 | 002787 | 241-TLU-109 | Missing | Floodlight
1006 | 241-TF | PTA-TLU-110 | 002788 | 241-TLU-110 | Missing | Floodlight
1006 | 241-TF | PTA-TLU-120 | 002789 | 241-TLU-120 | Missing | Floodlight
1006 | 241-TF | PTA-TLU-121 | 002790 | 241-TLU-121 | Missing | Floodlight
1006 | 241-TF | PTA-TLU-122 | 002791 | 241-TLU-122 | Missing | Floodlight
1006 | 241-TF | PTA-TLU-123 | 002792 | 241-TLU-123 | Missing | Floodlight
1006 | 241-TF | PTA-TLU-130 | 002793 | 241-TLU-130 | Missing | Floodlight
1006 | 241-TF | PTA-TLU-131 | 002794 | 241-TLU-131 | Missing | Floodlight
1006 | 241-TF | PTA-TLU-132 | 002795 | 241-TLU-132 | Missing | Floodlight
1006 | 241-TF | PTA-TLU-133 | 002796 | 241-TLU-133 | Missing | Floodlight
1006 | 241-TF | PTA-TLU-170 | 002797 | 241-TLU-170 | Missing | Floodlight
1006 | 241-TF | PTA-TLU-171 | 002798 | 241-TLU-171 | Missing | Floodlight
1006 | 241-TF | PTA-TP-101 | 002799 | 241-TP-101 | Transfer Pump | Pump | Positive Displacement
1006 | 241-TF | PTA-TR-101 | 002800 | 241-TR-101 | 12" Meter Piping Thermal Relief | Thermal Relief
1006 | 241-TF | PTA-TR-102 | 002801 | 241-TR-102 | 28" Meter Piping Thermal Relief | Thermal Relief
1006 | 241-TF | PTA-TR-103 | 002802 | 241-TR-103 | Mainline Unit Loop Thermal Relief | Thermal Relief
1006 | 241-TF | PTA-TR-104 | 002803 | 241-TR-104 | Launching Barrel Thermal Relief | Thermal Relief
1006 | 241-TF | PTA-TR-105 | 002804 | 241-TR-105 | Station Discharge Thermal Relief | Thermal Relief
1006 | 241-TF | PTA-TR-106 | 002805 | 241-TR-106 | Transfer Pump (Corkin)(Internal) Thermal Relief | Thermal Relief
1006 | 241-TF | PTA-TR-107 | 002806 | 241-TR-107 | Pump Unit 1 Thermal Relief | Thermal Relief
1006 | 241-TF | PTA-TR-109 | 002807 | 241-TR-109 | Pump Unit 3 Thermal Relief | Thermal Relief
1006 | 241-TF | PTA-TR-110 | 002808 | 241-TR-110 | 12" Strainer Piping Incoming Thermal Relief | Thermal Relief
1006 | 241-TF | PTA-TR-111 | 002809 | 241-TR-111 | 12" Receiving Barrel Thermal Relief | Thermal Relief
1006 | 241-TF | PTA-TR-113 | 002810 | 241-TR-113 | 34" Prover Thermal Relief | Thermal Relief
1006 | 241-TF | PTA-TR-114 | 002811 | 241-TR-114 | Transfer Pump Thermal Relief (GASO) | Thermal Relief
1006 | 241-TF | PTA-TR-115 | 002812 | 241-TR-115 | 12" Prover Thermal Relief | Thermal Relief
1006 | 241-TF | PTA-TR-116 | 002813 | 241-TR-116 | 14" Receiver Thermal Relief | Thermal Relief
1006 | 241-TF | PTA-TR-117 | 002814 | 241-TR-117 | 14" Meter Piping Thermal Relief | Thermal Relief
1006 | 241-TF | PTA-TR-118 | 002815 | 241-TR-118 | 14" Fill Manifold To 20 Series Tanks Thermal Relief | Thermal Relief
1006 | 241-TF | PTA-TR-119 | 002816 | 241-TR-119 | 14" Fill Manifold To 30 Series Tanks Thermal Relief | Thermal Relief
1006 | 241-TF | PTA-TR-121 | 002817 | 241-TR-121 | 14" Fill Manifold To 60 and 70 Series Tanks Thermal Relief | Thermal Relief
1006 | 241-TF | PTA-TR-122 | 002818 | 241-TR-122 | Evacuation Line Relief | Thermal Relief
1006 | 241-TF | PTA-TR-129 | 002819 | 241-TR-129 | 12" Fill Manifold To 20 Series Tanks Thermal Relief | Thermal Relief
1006 | 241-TF | PTA-TR-130 | 002820 | 241-TR-130 | 12" Fill Mainfold To 30 Series Tanks Thermal Relief | Thermal Relief
1006 | 241-TF | PTA-TR-131 | 002821 | 241-TR-131 | 12" Fill Manifold To 60 and 70 Series Tanks Thermal Relief | Thermal Relief
1006 | 241-TF | PTA-TT-751 | 002822 | 241-TT-751 | Incoming Temperature Transmitter | Transmitter | Temperature
1006 | 241-TF | PTA-U10 | 002823 | 241-U10 | Missing | Valve
1006 | 241-TF | PTA-U11 | 002824 | 241-U11 | Missing | Valve
1006 | 241-TF | PTA-U12 | 002825 | 241-U12 | Missing | Valve
1006 | 241-TF | PTA-U13 | 002826 | 241-U13 | Missing | Valve
1006 | 241-TF | PTA-U14 | 002827 | 241-U14 | Missing | Valve
1006 | 241-TF | PTA-U15 | 002828 | 241-U15 | Missing | Valve
1006 | 241-TF | PTA-U16 | 002829 | 241-U16 | Missing | Valve
1006 | 241-TF | PTA-U17 | 002830 | 241-U17 | Missing | Valve
1006 | 241-TF | PTA-U18 | 002831 | 241-U18 | Missing | Valve
1006 | 241-TF | PTA-U19 | 002832 | 241-U19 | Missing | Valve
1006 | 241-TF | PTA-U20 | 002833 | 241-U20 | Missing | Valve
1006 | 241-TF | PTA-U21 | 002834 | 241-U21 | Missing | Valve
1006 | 241-TF | PTA-U22 | 002835 | 241-U22 | Missing | Valve
1006 | 241-TF | PTA-U24 | 002836 | 241-U24 | Missing | Valve
1006 | 241-TF | PTA-U25 | 002837 | 241-U25 | Missing | Valve
1006 | 241-TF | PTA-U26 | 002838 | 241-U26 | Missing | Valve
1006 | 241-TF | PTA-U27 | 002839 | 241-U27 | Missing | Valve
1006 | 241-TF | PTA-U28 | 002840 | 241-U28 | Missing | Valve
1006 | 241-TF | PTA-U29 | 002841 | 241-U29 | Missing | Valve
1006 | 241-TF | PTA-U30 | 002842 | 241-U30 | Missing | Valve
1006 | 241-TF | PTA-U31 | 002843 | 241-U31 | Missing | Valve
1006 | 241-TF | PTA-U32 | 002844 | 241-U32 | Missing | Valve
1006 | 241-TF | PTA-U33 | 002845 | 241-U33 | Missing | Valve
1006 | 241-TF | PTA-U35 | 002846 | 241-U35 | Missing | Valve
1006 | 241-TF | PTA-X101 | 002847 | 241-X101 | Station Mainline Meter Inlet Valve | Valve
1006 | 241-TF | PTA-X103 | 002848 | 241-X103 | Missing | Valve
1006 | 242-PS | HAN-142 | 002849 | 242-152 | Hankamer Unit 1 Bypass Breaker | Breaker | Medium Voltage
1006 | 242-PS | HAN-202 | 002850 | 242-202 | Station Block Valve | Valve | Ball
1006 | 242-PS | HAN-203 | 002851 | 242-203 | Transmix Tank to Transfer Pump | Valve | Ball
1006 | 242-PS | HAN-204 | 002852 | 242-204 | Primary Suction Valve | Valve | Ball
1006 | 242-PS | HAN-205 | 002853 | 242-205 | Primary Discharge Valve | Valve | Ball
1006 | 242-PS | HAN-206 | 002854 | 242-206 | Alternate Suction Valve | Valve | Ball
1006 | 242-PS | HAN-207 | 002855 | 242-207 | Alternate Discharge Valve | Valve | Ball
1006 | 242-PS | HAN-209 | 002856 | 242-209 | Transfer Pump to Station Header | Valve | Ball
1006 | 242-PS | HAN-210 | 002857 | 242-210 | Suction - Pump #1 | Valve | Ball
1006 | 242-PS | HAN-211 | 002858 | 242-211 | Discharge - Pump #1 | Valve | Ball
1006 | 242-PS | HAN-220 | 002859 | 242-220 | Suction - Pump #2 | Valve | Ball
1006 | 242-PS | HAN-221 | 002860 | 242-221 | Discharge - Pump #2 | Valve | Ball
1006 | 242-PS | HAN-242 | 002861 | 242-242 | Hankamer Unit 2 Bypass Breaker | Breaker | Medium Voltage
1006 | 242-PS | HAN-AC-1 | 002862 | 242-AC-1 | Hankamer Control Room Air Conditioner/Heater | HVAC
1006 | 242-PS | HAN-AC-2 | 002863 | 242-AC-2 | Hankamer Electrical Room Air Conditioner/Heater | HVAC
1006 | 242-PS | HAN-AE921 | 002864 | 242-AE921 | Hankamer Vapor Monitor #1 | Transmitter | Hazardous Atmosphere
1006 | 242-PS | HAN-AE922 | 002865 | 242-AE922 | Hankamer Vapor Monitor #2 | Transmitter | Hazardous Atmosphere
1006 | 242-PS | HAN-AE923 | 002866 | 242-AE923 | Hankamer Vapor Monitor #3 | Transmitter | Hazardous Atmosphere
1006 | 242-PS | HAN-AE924 | 002867 | 242-AE924 | Hankamer Vapor Monitor #4 | Transmitter | Hazardous Atmosphere
1006 | 242-PS | HAN-B01 | 002868 | 242-B01 | Main Line Station Inlet | Valve | Gate
1006 | 242-PS | HAN-B02 | 002869 | 242-B02 | Main Line Drain Valve | Valve | Ball
1006 | 242-PS | HAN-B03 | 002870 | 242-B03 | Isolation to Future Densitometer | Valve | Ball
1006 | 242-PS | HAN-B04 | 002871 | 242-B04 | Isolation for Station Fill Line | Valve | Ball
1006 | 242-PS | HAN-B05 | 002872 | 242-B05 | Manifold Drain Valve | Valve | Ball
1006 | 242-PS | HAN-B06 | 002873 | 242-B06 | Strainer STR-101 Drain Valve | Valve | Ball
1006 | 242-PS | HAN-B07 | 002874 | 242-B07 | Pump #1 Piping Fill Valve | Valve | Ball
1006 | 242-PS | HAN-B08 | 002875 | 242-B08 | Pump #1 Piping Drain Valve | Valve | Ball
1006 | 242-PS | HAN-B09 | 002876 | 242-B09 | Pump #1 Seal Drain Valve | Valve | Ball
1006 | 242-PS | HAN-B10 | 002877 | 242-B10 | Pump #1 Piping Drain Valve | Valve | Ball
1006 | 242-PS | HAN-B12 | 002878 | 242-B12 | Pump #2 Piping Fill Valve | Valve | Ball
1006 | 242-PS | HAN-B13 | 002879 | 242-B13 | Pump #2 Piping Drain Valve | Valve | Ball
1006 | 242-PS | HAN-B14 | 002880 | 242-B14 | Pump #2 Seal Drain Valve | Valve | Ball
1006 | 242-PS | HAN-B15 | 002881 | 242-B15 | Pump #2 Piping Drain Valve | Valve | Ball
1006 | 242-PS | HAN-B17 | 002882 | 242-B17 | Manifold Drain Valve | Valve | Ball
1006 | 242-PS | HAN-B19 | 002883 | 242-B19 | Manifold Drain Valve | Valve | Ball
1006 | 242-PS | HAN-B21 | 002884 | 242-B21 | Main Line Drain Valve | Valve | Ball
1006 | 242-PS | HAN-B23 | 002885 | 242-B23 | Isolation Valve for PCV-640 | Valve | Ball
1006 | 242-PS | HAN-B24 | 002886 | 242-B24 | Isolation Valve for PCV-640 | Valve | Ball
1006 | 242-PS | HAN-B26 | 002887 | 242-B26 | Main Line Drain Valve | Valve | Ball
1006 | 242-PS | HAN-B27 | 002888 | 242-B27 | Main Line Station Outlet | Valve | Gate
1006 | 242-PS | HAN-B32 | 002889 | 242-B32 | Sump Tank Drain Inlet Valve | Valve | Ball
1006 | 242-PS | HAN-B33 | 002890 | 242-B33 | Sump Pump Discharge Isolation Valve | Valve | Ball
1006 | 242-PS | HAN-B35 | 002891 | 242-B35 | Truck Loading Isolation Valve | Valve | Ball
1006 | 242-PS | HAN-B36 | 002892 | 242-B36 | Transmix Tank By-Pass Valve | Valve | Ball
1006 | 242-PS | HAN-B37 | 002893 | 242-B37 | Transmix Tank Inlet Valve | Valve | Ball
1006 | 242-PS | HAN-B38 | 002894 | 242-B38 | Transmix Tank Water Draw | Valve | Ball
1006 | 242-PS | HAN-B39 | 002895 | 242-B39 | Transfer Pump Suction Isolation Valve | Valve | Ball
1006 | 242-PS | HAN-B40 | 002896 | 242-B40 | Transfer Pump Discharge Isolation Valve | Valve | Ball
1006 | 242-PS | HAN-B42 | 002897 | 242-B42 | Isolation Valve for FSH-402 | Valve | Ball
1006 | 242-PS | HAN-B43 | 002898 | 242-B43 | FSH-402 By-Pass Valve | Valve | Ball
1006 | 242-PS | HAN-B44 | 002899 | 242-B44 | Isolation Valve for FSH-402 | Valve | Ball
1006 | 242-PS | HAN-B46 | 002900 | 242-B46 | Transmix Tank Containment Area Drain Valve | Valve | Gate
1006 | 242-PS | HAN-B47 | 002901 | 242-B47 | Transmix Tank Containment Area Drain Valve | Valve | Gate
1006 | 242-PS | HAN-B48 | 002902 | 242-B48 | Transmix Tank Future Return Connection | Valve | Ball
1006 | 242-PS | HAN-BS | 002903 | 242-BS | Hankamer 24 VDC Battery System/Charger | Battery Charger | 24VDC
1006 | 242-PS | HAN-C11 | 002904 | 242-C11 | Main Line Pump #1 Piping Check Valve | Valve | Swing Check
1006 | 242-PS | HAN-C16 | 002905 | 242-C16 | Main Line Pump #2 Piping Check Valve | Valve | Swing Check
1006 | 242-PS | HAN-C18 | 002906 | 242-C18 | Manifold Piping Check Valve | Valve | Swing Check
1006 | 242-PS | HAN-C20 | 002907 | 242-C20 | Main Line Piping Check Valve | Valve | Swing Check
1006 | 242-PS | HAN-C22 | 002908 | 242-C22 | Manifold Piping Check Valve | Valve | Swing Check
1006 | 242-PS | HAN-C25 | 002909 | 242-C25 | Main Line Piping Check Valve | Valve | Swing Check
1006 | 242-PS | HAN-C28 | 002910 | 242-C28 | Seal Drain Backflow Prevention | Valve | Swing Check
1006 | 242-PS | HAN-C29 | 002911 | 242-C29 | Sample Drain Backflow Prevention | Valve | Swing Check
1006 | 242-PS | HAN-C30 | 002912 | 242-C30 | Sample Drain Backflow Prevention | Valve | Swing Check
1006 | 242-PS | HAN-C31 | 002913 | 242-C31 | Transmix Return @ Main Line Check Valve | Valve | Swing Check
1006 | 242-PS | HAN-C34 | 002914 | 242-C34 | Sump Pump Discharge Check Valve | Valve | Swing Check
1006 | 242-PS | HAN-C41 | 002915 | 242-C41 | Transfer Pump Discharge Check Valve | Valve | Swing Check
1006 | 242-PS | HAN-C45 | 002916 | 242-C45 | Sample Drain Backflow Prevention | Valve | Swing Check
1006 | 242-PS | HAN-DRA | 002917 | 242-DRA | DRA Injection System | DRA Injection System
1006 | 242-PS | HAN-FSH-402 | 002918 | 242-FSH-402 | Hankamer Transmix Injection Line Flow Switch | Switch | Flow
1006 | 242-PS | HAN-GENSET | 002919 | 242-GENSET | Hankamer Back-Up Generator | Generator
1006 | 242-PS | HAN-LIT-502 | 002920 | 242-LIT-502 | Hankamer Sump Level Indicating Transmitter | Transmitter | Level
1006 | 242-PS | HAN-LSHH-501 | 002921 | 242-LSHH-501 | Hankamer Sump Tank Level HI HI Switch | Switch | Level
1006 | 242-PS | HAN-LSHH-503 | 002922 | 242-LSHH-504 | Hankamer Transmix Tank Level Hi Hi | Switch | Level
1006 | 242-PS | HAN-LT-504 | 002923 | 242-LT-504 | Hankamer Transmix Tank Level Transmitter | Transmitter | Level
1006 | 242-PS | HAN-M52 | 002924 | 242-M52 | Hankamer Station 4160V Main Breaker | Breaker | Medium Voltage
1006 | 242-PS | HAN-MCC-201 | 002925 | 242-MCC-201 | Hankamer Motor Control Center | Motor Control Center
1006 | 243-MS | DFW-MTR-15 | 002926 | 242-MTR-15 | Station Flow Meter | Flow Meter | Turbine
1006 | 242-PS | HAN-PCV640 | 002927 | 242-PCV640 | Pressure Control Valve Model V260 | Valve | Ball
1006 | 242-PS | HAN-PFCC-1 | 002928 | 242-PFCC-1 | Hankamer Power Factor Correction Capacitor Bank 1 | Capacitor Bank | Power Factor Correction
1006 | 242-PS | HAN-PFCC-2 | 002929 | 242-PFCC-2 | Hankamer Power Factor Correction Capacitor Bank 2 | Capacitor Bank | Power Factor Correction
1006 | 242-PS | HAN-PIT-601 | 002930 | 242-PIT-601 | Hankamer Station Suction Indicating Transmitter | Transmitter | Pressure
1006 | 242-PS | HAN-PIT-602 | 002931 | 242-PIT-602 | Hankamer Units Suction Indicating Transmitter | Transmitter | Pressure
1006 | 242-PS | HAN-PIT-603 | 002932 | 242-PIT-603 | Hankamer Station Discharge Indicating Transmitter | Transmitter | Pressure
1006 | 242-PS | HAN-PIT-604 | 002933 | 242-PIT-604 | Hankamer Station Case Indicating Transmitter | Transmitter | Pressure
1006 | 242-PS | HAN-PIT-607 | 002934 | 242-PIT-607 | Hankamer Sump Discharge Indicating Transmitter | Transmitter | Pressure
1006 | 242-PS | HAN-PIT-608 | 002935 | 242-PIT-608 | Hankamer Transfer Pump Discharge Indicating Transmitter | Transmitter | Pressure
1006 | 242-PS | HAN-PIT-611 | 002936 | 242-PIT-611 | Hankamer Unit #1 Discharge Indicating Transmitter | Transmitter | Pressure
1006 | 242-PS | HAN-PIT-621 | 002937 | 242-PIT-621 | Hankamer Unit #2 Discharge Indicating Transmitter | Transmitter | Pressure
1006 | 242-PS | HAN-PSV-641 | 002938 | 242-PSV-641 | Hankamer Transfer Pump Thermal Relief | Thermal Relief
1006 | 242-PS | HAN-PSV-643 | 002939 | 242-PSV-643 | Hankamer Mainline Unit Loop Thermal Relief | Thermal Relief
1006 | 242-PS | HAN-PT-601A | 002940 | 242-PT-601A | Hankamer Station Suction Transmitter | Transmitter | Pressure
1006 | 242-PS | HAN-PT-603A | 002941 | 242-PT-603A | Hankamer Station Discharge Transmitter | Transmitter | Pressure
1006 | 242-PS | HAN-PU1-Pump | 002942 | 242-PU1 | Hankamer Mainline Pump Unit 1 | Pump | Horizontal-Centrifugal
1006 | 242-PS | HAN-PU2-Pump | 002943 | 242-PU2 | Hankamer Mainline Pump Unit 2 | Pump | Horizontal-Centrifugal
1006 | 242-PS | HAN-PV603 | 002944 | 242-PV603 | Control Valve Model 2760 | Valve | Ball
1006 | 242-PS | HAN-SP-101 | 002945 | 242-SP-101 | Sump Pump | Pump | Vertical Can-Sump
1006 | 242-PS | HAN-ST-101 | 002946 | 242-ST-101 | Hankamer Sump Tank | Tank | Sump
1006 | 242-PS | HAN-STR-101 | 002947 | 242-STR-101 | Hankamer Strainer | Strainer
1006 | 242-PS | HAN-SV104 | 002948 | 242-SV104 | Hankamer Alternate Discharge Equalization Line Solenoid Valve | Valve | Solenoid
1006 | 242-PS | HAN-SV107 | 002949 | 242-SV107 | Hankamer Primary Suction Equalization Line Solenoid Valve | Valve | Solenoid
1006 | 242-PS | HAN-T52 | 002950 | 242-T52 | Hankamer 480V Transformer Breaker | Breaker | Medium Voltage
1006 | 242-PS | HAN-TP-101 | 002951 | 242-TP-101 | Transfer Pump | Pump | Positive Displacement
1006 | 242-PS | HAN-TR-1 | 002952 | 242-TR-1 | Hankamer Unit #1 Thermal Relief | Thermal Relief
1006 | 242-PS | HAN-TR-101 | 002953 | 242-TR-101 | Hankamer 4160V/480V Pad Mount Transformer | Transformer
1006 | 242-PS | HAN-TR-2 | 002954 | 242-TR-2 | Hankamer Unit #2 Thermal Relief | Thermal Relief
1006 | 242-PS | HAN-TT-701 | 002955 | 242-TT-701 | Hankamer Station Inlet Product Temperature | Transmitter | Temperature
1006 | 242-PS | HAN-TT-702 | 002956 | 242-TT-702 | Hankamer Station Outlet Product Temperature | Transmitter | Temperature
1006 | 242-PS | HAN-TT-704 | 002957 | 242-TT-704 | Hankamer Ground Temperature | Transmitter | Temperature
1006 | 242-PS | HAN-TT-707 | 002958 | 242-TT-707 | Hankamer Electrical Room Temperature | Transmitter | Temperature
1006 | 242-PS | HAN-V142 | 002959 | 242-V152 | Hankamer Unit 1 VFD Breaker | Breaker | Medium Voltage
1006 | 242-PS | HAN-V242 | 002960 | 242-V242 | Hankamer Unit 2 VFD Breaker | Breaker | Medium Voltage
1006 | 242-PS | HAN-VFD-100 | 002961 | 242-VFD-100 | Hankamer Robicon Variable Frequency Drive | Variable Frequency Drive
1006 | 242-PS | HAN-VFD-CT | 002962 | 242-VFD-CT | Hankamer Robicon Variable Frequency Drive Cooling Tower | Variable Frequency Drive
1006 | 242-PS | HAN-VT-810 | 002963 | 242-VT-810 | Hankamer Unit #1 Outboard Vibration Transmitter | Transmitter | Vibration
1006 | 242-PS | HAN-VT-813 | 002964 | 242-VT-813 | Hankamer Unit #1 Inboard Vibration Transmitter | Transmitter | Vibration
1006 | 242-PS | HAN-VT-820 | 002965 | 242-VT-820 | Hankamer Unit #2 Outboard Vibration Transmitter | Transmitter | Vibration
1006 | 242-PS | HAN-VT-823 | 002966 | 242-VT-823 | Hankamer Unit #2 Inboard Vibration Transmitter | Transmitter | Vibration
1006 | 242-PS | HAN-ZS-301 | 002967 | 242-ZS-301 | Hankamer Pigsig 1 | Sphere Detector
1006 | 242-PS | HAN-ZS-302 | 002968 | 242-ZS-302 | Hankamer Pigsig 2 | Sphere Detector
1006 | 242-PS | HAN-ZS-303 | 002969 | 242-ZS-303 | Hankamer Pigsig 3 | Sphere Detector
1006 | 242-PS | HAN-ZS-304 | 002970 | 242-ZS-304 | Hankamer Pigsig 4 | Sphere Detector
1007 | 243-MS | DFW-A1 | 002971 | 243-A1 | Station Block Valve To PSV-602 | Valve
1007 | 243-MS | DFW-B101 | 002972 | 243-B101 | Station Incoming Block Valve After Receiver | Valve
1007 | 243-MS | DFW-B102 | 002973 | 243-B102 | Station Discharge Valve | Valve
1007 | 243-MS | DFW-B103 | 002974 | 243-B103 | Station South Clay Filter Inlet Valve | Valve
1007 | 243-MS | DFW-B104 | 002975 | 243-B104 | Station South Clay Filter Discharge Valve | Valve
1007 | 243-MS | DFW-B105 | 002976 | 243-B105 | Station North Clay Filter Inlet Valve | Valve
1007 | 243-MS | DFW-B106 | 002977 | 243-B106 | Station North Clay Filter Discharge Valve | Valve
1007 | 243-MS | DFW-B107 | 002978 | 243-B107 | Station South Pre-Filter Inlet Valve | Valve
1007 | 243-MS | DFW-B108 | 002979 | 243-B108 | Station South Pre-Filter Discharge Valve | Valve
1007 | 243-MS | DFW-B109 | 002980 | 243-B109 | Station North Pre-Filter Inlet Valve | Valve
1007 | 243-MS | DFW-B110 | 002981 | 243-B110 | Station North Pre-Filter Discharge Valve | Valve
1007 | 243-MS | DFW-B111 | 002982 | 243-B111 | Station South Filter Separator Inlet Valve | Valve
1007 | 243-MS | DFW-B112 | 002983 | 243-B112 | Station South Filter Separator Discharge Valve | Valve
1007 | 243-MS | DFW-B113 | 002984 | 243-B113 | Station North Filter Separator Inlet Valve | Valve
1007 | 243-MS | DFW-B114 | 002985 | 243-B114 | Station North Filter Separator Discharge Valve. | Valve
1007 | 243-MS | DFW-B115 | 002986 | 243-B115 | Station Exxon Delivery Valve | Valve
1007 | 243-MS | DFW-BP101 | 002987 | 243-BP101 | Station Prover Inlet Valve | Valve
1007 | 243-MS | DFW-BP102 | 002988 | 243-BP102 | Station Prover Bypass Valve | Valve
1007 | 243-MS | DFW-BP103 | 002989 | 243-BP103 | Station Prover Discharge Valve | Valve
1007 | 243-MS | DFW-BS-1 | 002990 | 243-BS-1 | 24VDC Battery System | Battery Charger | 24VDC
1007 | 243-MS | DFW-C101 | 002991 | 243-C101 | Station Discharge Check Valve | Valve
1007 | 243-MS | DFW-DT-315 | 002992 | 243-DT-315 | Station Densitometer | Transmitter | Density
1007 | 243-MS | DFW-Generic | 002993 | 243-Generic | Generic Equipment | Generic
1007 | 243-MS | DFW-PCV601 | 002994 | 243-PCV601 | Station Back Pressure Control Valve | Valve
1007 | 243-MS | DFW-PRV602 | 002995 | 243-PRV602 | Station Pressure Relief Vlave | Valve
1007 | 243-MS | DFW-PSH-602 | 002996 | 243-PSH-602 | Station Pressure Switch High | Switch | Pressure
1007 | 243-MS | DFW-PT-601 | 002997 | 243-PT-601 | Station Pressure Transmitter | Transmitter | Pressure
1007 | 243-MS | DFW-PT-602 | 002998 | 243-PT-602 | Station Incoming Line Pressure Transmitter | Transmitter | Pressure
1007 | 243-MS | DFW-TP-101 | 002999 | 243-TP-101 | Transfer Pump | Pump | Positive Displacement
1007 | 243-MS | DFW-TR-101 | 003000 | 243-TR-101 | Station Meter Piping Thermal Relief | Thermal Relief
1007 | 243-MS | DFW-TR-102 | 003001 | 243-TR-102 | Station North Clay Filter Thermal Relief | Thermal Relief
1007 | 243-MS | DFW-TR-103 | 003002 | 243-TR-103 | Station South Clay Filter Thermal Relief | Thermal Relief
1007 | 243-MS | DFW-TR-104 | 003003 | 243-TR-104 | Station Control Valve Piping Thermal Relief | Thermal Relief
1007 | 243-MS | DFW-TR-105 | 003004 | 243-TR-105 | Station Piping Thermal Relief | Thermal Relief
1007 | 243-MS | DFW-TR-106 | 003005 | 243-TR-106 | Station Prover Bypass Loop Thermal Relief | Thermal Relief
1007 | 243-MS | DFW-TR-107 | 003006 | 243-TR-107 | Station North Serparator Thermal Relief | Thermal Relief
1007 | 243-MS | DFW-TR-108 | 003007 | 243-TR-108 | Station South Separator Thermal Relief | Thermal Relief
1007 | 243-MS | DFW-TR-109 | 003008 | 243-TR-109 | Station Exxon Delivery Valve Thermal Relief | Thermal Relief
1007 | 243-MS | DFW-TR-110 | 003009 | 243-TR-110 | Station Prover Thermal Relief | Thermal Relief
1007 | 243-MS | DFW-TT-701 | 003010 | 243-TT-701 | Station Meter Temperature Transmitter | Transmitter | Temperature
1001 | 244-PS | PAS-AS1 | 003011 | 244-AS1 | Auto Sampler | On-Line Instrumentation | Auto Sampler
1001 | 244-PS | PAS-BS-1 | 003012 | 244-BS-1 | 24VDC Battery System | Battery Charger | 24VDC
1001 | 244-PS | PAS-DT-301 | 003013 | 244-DT-301 | In-Station Density Transmitter | Transmitter | Density
1001 | 244-PS | PAS-Generic | 003014 | 244-Generic | Generic Equipment | Generic
1001 | 244-PS | PAS-HP-101 | 003015 | 244-HP-101 | Hydraulic Pump | Pump | Variable Volume
1001 | 244-PS | PAS-HP-102 | 003016 | 244-HP-102 | Hydraulic Pump | Pump | Variable Volume
1001 | 244-PS | PAS-HT1 | 003017 | 244-HT1 | Haze Tracker | On-Line Instrumentation | Haze Tracker
1001 | 244-PS | PAS-LSH-504 | 003018 | 244-LSH-504 | Pump Unit 1 Seal Pot Level Switch High | Switch | Level
1001 | 244-PS | PAS-LSH-505 | 003019 | 244-LSH-505 | Pump Unit 2 Seal Pot Level Switch High | Switch | Level
1001 | 244-PS | PAS-LSHH-502 | 003020 | 244-LSHH-502 | Station Sump Tank Level Switch High High | Switch | Level
1001 | 244-PS | PAS-LT-501 | 003021 | 244-LT-501 | Station Transmix Tank Level Transmitter | Transmitter | Level
1001 | 244-PS | PAS-MTR-7 | 003022 | 244-MTR-7 | Station Flow Meter | Flow Meter | Turbine
1001 | 244-PS | PAS-PSH-604 | 003023 | 244-PSH-604 | Pump Unit 1 Case Pressure Switch High | Switch | Pressure
1001 | 244-PS | PAS-PSH-606 | 003024 | 244-PSH-606 | Pump Unit 2 Case Pressure Switch High | Switch | Pressure
1001 | 244-PS | PAS-PSH-610 | 003025 | 244-PSH-610 | Station Discharge Pressure Switch High | Switch | Pressure
1001 | 244-PS | PAS-PSH-611 | 003026 | 244-PSH-611 | Transfer Pump Discharge Pressure Switch High | Switch | Pressure
1001 | 244-PS | PAS-PSH-612 | 003027 | 244-PSH-612 | Pump Unit 3 Case Pressure Switch High | Switch | Pressure
1001 | 244-PS | PAS-PSHH-610 | 003028 | 244-PSHH-610 | Station Discharge Pressure Switch High High | Switch | Pressure
1001 | 244-PS | PAS-PSL-601 | 003029 | 244-PSL-601 | Station Suction Pressure Switch Low | Switch | Pressure
1001 | 244-PS | PAS-PSL-603 | 003030 | 244-PSL-603 | Pump Unit 1 Suction Pressure Switch Low | Switch | Pressure
1001 | 244-PS | PAS-PSL-605 | 003031 | 244-PSL-605 | Pump Unit 2 Suction Pressure Switch Low | Switch | Pressure
1001 | 244-PS | PAS-PSL-611 | 003032 | 244-PSL-611 | Pump Unit 3 Suction Pressure Switch Low | Switch | Pressure
1001 | 244-PS | PAS-PSLL-613 | 003033 | 244-PSLL-613 | Hydraulic Unit Pressure Switch Low Low | Switch | Pressure
1001 | 244-PS | PAS-PT-601 | 003034 | 244-PT-601 | Station Units Suction Pressure Transmitter | Transmitter | Pressure
1001 | 244-PS | PAS-PT-607 | 003035 | 244-PT-607 | Station Case Pressure Transmitter | Transmitter | Pressure
1001 | 244-PS | PAS-PT-610 | 003036 | 244-PT-610 | Station Discharge Pressure Transmitter | Transmitter | Pressure
1001 | 244-PS | PAS-PT-615 | 003037 | 244-PT-615 | Station Meter Pressure Transmitter | Transmitter | Pressure
1001 | 244-PS | PAS-S101 | 003038 | 244-S101 | Station Launcher Block Valve | Valve | Gate
1001 | 244-PS | PAS-S102 | 003039 | 244-S102 | Station Launcher Bypass Valve | Valve | Gate
1001 | 244-PS | PAS-S103 | 003040 | 244-S103 | Station Launcher Inlet Valve | Valve | Gate
1001 | 244-PS | PAS-SP-101 Pump | 003041 | 244-SP-101 | Sump Pump | Pump | Vertical Can-Sump
1001 | 244-PS | PAS-SRH-401 | 003042 | 244-SRH-401 | Station Pressure/Flow Controller | Process Controller | PID
1001 | 244-PS | PAS-TP-101 | 003043 | 244-TP-101 | Transfer Pump | Pump | Positive Displacement
1001 | 244-PS | PAS-TR-102 | 003044 | 244-TR-102 | Staion Launching Barrel Thermal Relief | Thermal Relief
1001 | 244-PS | PAS-TR-106 | 003045 | 244-TR-106 | Pump Unit 1 Thermal Relief | Thermal Relief
1001 | 244-PS | PAS-TR-107 | 003046 | 244-TR-107 | Pump Unit 2 Thermal Relief | Thermal Relief
1001 | 244-PS | PAS-TR-111 | 003047 | 244-TR-111 | General Valve Bonnet Thermal Relief | Thermal Relief
1001 | 244-PS | PAS-TT-701 | 003048 | 244-TT-701 | Meter temperature Transmitter | Transmitter | Temperature
1001 | 244-PS | PAS-VT-101 | 003049 | 244-VT-101 | Pump Unit 1 Vibration Transmitter | Transmitter | Vibration
1001 | 244-PS | PAS-VT-102 | 003050 | 244-VT-102 | Pump Unit 2 Vibration Transmitter | Transmitter | Vibration
1001 | 246-PS | HOU-102 | 003051 | 246-102 | Station Block Valve | Valve | Gate
1001 | 246-PS | HOU-104 | 003052 | 246-104 | Primary Station Suction Valve | Valve | Gate
1001 | 246-PS | HOU-105 | 003053 | 246-105 | Primary Station Discharge Valve | Valve | Gate
1001 | 246-PS | HOU-106 | 003054 | 246-106 | Station Alternate Suction Valve | Valve | Gate
1001 | 246-PS | HOU-107 | 003055 | 246-107 | Station Alternate Discharge Valve | Valve | Gate
1001 | 246-PS | HOU-110 | 003056 | 246-110 | Pump Unit 1 Suction Valve | Valve
1001 | 246-PS | HOU-111 | 003057 | 246-111 | Pump Unit 1 Discharge Valve | Valve
1001 | 246-PS | HOU-120 | 003058 | 246-120 | Pump Unit 2 Suction Valve | Valve
1001 | 246-PS | HOU-121 | 003059 | 246-121 | Pump Unit 2 Discharge Valve | Valve
1001 | 246-PS | HOU-130 | 003060 | 246-130 | Pump Unit 3 Suction Valve | Valve
1001 | 246-PS | HOU-131 | 003061 | 246-131 | Pump Unit 3 Discharge Valve | Valve
1001 | 246-PS | HOU-A10 | 003062 | 246-A10 | Transfer Pump Injection Point Check Valve | Valve
1001 | 246-PS | HOU-A11 | 003063 | 246-A11 | Transmix Tank Inlet Valve From Sump Pump | Valve
1001 | 246-PS | HOU-A12 | 003064 | 246-A12 | Transmix Tank Water Draw Valve | Valve
1001 | 246-PS | HOU-A13 | 003065 | 246-A13 | Transfer Tank Discharge Valve At Transfer Pump | Valve
1001 | 246-PS | HOU-A14 | 003066 | 246-A14 | Sump Pump Discharge Valve | Valve
1001 | 246-PS | HOU-A15 | 003067 | 246-A15 | Transfer Pump Injection Valve | Valve
1001 | 246-PS | HOU-A18 | 003068 | 246-A18 | 12"Launcher Drain Valve | Valve
1001 | 246-PS | HOU-A19 | 003069 | 246-A19 | Prover Drain Valve Discharge Side. | Valve
1001 | 246-PS | HOU-A25 | 003070 | 246-A25 | Pump Unit 1 Drain Valve | Valve
1001 | 246-PS | HOU-A26 | 003071 | 246-A26 | Pump Unit 2 Drain Valve | Valve
1001 | 246-PS | HOU-A30 | 003072 | 246-A30 | 36" Launcher Drain Valve | Valve
1001 | 246-PS | HOU-A31 | 003073 | 246-A31 | Pump Unit 3 Drain Valve | Valve
1001 | 246-PS | HOU-A4 | 003074 | 246-A4 | Transfer Pump Suction Valve | Valve
1001 | 246-PS | HOU-A8 | 003075 | 246-A8 | Sump Pump Discharge Check Valve | Valve
1001 | 246-PS | HOU-A9 | 003076 | 246-A9 | Drain Valve 10" Meter Run. | Valve
1001 | 246-PS | HOU-B103 | 003077 | 246-B103 | Mainline Block Valve From Pasadena | Valve | Gate
1001 | 246-PS | HOU-BP1 | 003078 | 246-BP1 | 1st Mainline Check Valve | Valve
1001 | 246-PS | HOU-BP103 | 003079 | 246-BP103 | Prover Inlet Valve | Valve
1001 | 246-PS | HOU-BP104 | 003080 | 246-BP104 | Prover Bypass Valve to Galena Park | Valve
1001 | 246-PS | HOU-BP105 | 003081 | 246-BP105 | Prover Outlet Valve | Valve
1001 | 246-PS | HOU-BP2 | 003082 | 246-BP2 | 2nd Mainline Check Valve | Valve
1001 | 246-PS | HOU-BS-1 | 003083 | 246-BS-1 | 24VDC Battery System | Battery Charger | 24VDC
1001 | 246-PS | HOU-DRA | 003084 | 246-DRA | DRA Injection System | DRA Injection System
1001 | 246-PS | HOU-DT-301 | 003085 | 246-DT-301 | Out-Station Density Transmitter | Transmitter | Density
1001 | 246-PS | HOU-DT-302 | 003086 | 246-DT-302 | In-Station Density Transmitter | Transmitter | Density
1001 | 246-PS | HOU-DT-303 | 003087 | 246-DT-303 | Pasadena Line Density Transmitter | Transmitter | Density
1001 | 246-PS | HOU-DT-304 | 003088 | 246-DT-304 | Pasadena Out-Station Line Density Transmitter | Transmitter | Density
1001 | 246-PS | HOU-F1 | 003089 | 246-F1 | Check Valve At F-101 | Valve
1001 | 246-PS | HOU-F101 | 003090 | 246-F101 | Header Valve From Fauna | Valve
1001 | 246-PS | HOU-F102 | 003091 | 246-F102 | Header Valve To Galena Park | Valve
1001 | 246-PS | HOU-F103 | 003092 | 246-F103 | Header Valve To Mainline From 10" | Valve
1001 | 246-PS | HOU-F104 | 003093 | 246-F104 | Header Valve From Pasadena To Galena Park/Fauna !0" | Valve
1001 | 246-PS | HOU-F105 | 003094 | 246-F105 | Header Valve To Fauna | Valve
1001 | 246-PS | HOU-F2 | 003095 | 246-F2 | Check Valve At F-103 | Valve
1001 | 246-PS | HOU-F3 | 003096 | 246-F3 | Check Valve For F-104 | Valve
1001 | 246-PS | HOU-F4 | 003097 | 246-F4 | Check Valve At F-105 | Valve
1001 | 246-PS | HOU-FL-1 | 003098 | 246-FL-1 | Missing | Floodlight
1001 | 246-PS | HOU-FL-10 | 003099 | 246-FL-10 | Missing | Floodlight
1001 | 246-PS | HOU-FL-11 | 003100 | 246-FL-11 | Missing | Floodlight
1001 | 246-PS | HOU-FL-12 | 003101 | 246-FL-12 | Missing | Floodlight
1001 | 246-PS | HOU-FL-2 | 003102 | 246-FL-2 | Missing | Floodlight
1001 | 246-PS | HOU-FL-3 | 003103 | 246-FL-3 | Missing | Floodlight
1001 | 246-PS | HOU-FL-4 | 003104 | 246-FL-4 | Missing | Floodlight
1001 | 246-PS | HOU-FL-5 | 003105 | 246-FL-5 | Missing | Floodlight
1001 | 246-PS | HOU-FL-6 | 003106 | 246-FL-6 | Missing | Floodlight
1001 | 246-PS | HOU-FL-7 | 003107 | 246-FL-7 | Missing | Floodlight
1001 | 246-PS | HOU-Generic | 003108 | 246-Generic | Generic Equipment | Generic
1001 | 246-PS | HOU-HK-611 | 003109 | 246-HK-611 | Station Suction/Discharge Controller | Process Controller | PID
1001 | 246-PS | HOU-HP-101 | 003110 | 246-HP-101 | Hydraulic Pump | Pump | Variable Volume
1001 | 246-PS | HOU-HP-102 | 003111 | 246-HP-102 | Hydraulic Pump | Pump | Variable Volume
1001 | 246-PS | HOU-LSH-504 | 003112 | 246-LSH-504 | Pump Unit 1 Seal Pot Level Switch High | Switch | Level
1001 | 246-PS | HOU-LSH-505 | 003113 | 246-LSH-505 | Pump Unit 2 Seal Pot Level Switch High | Switch | Level
1001 | 246-PS | HOU-LSH-506 | 003114 | 246-LSH-506 | Pump Unit 3 Seal Pot Level Switch High | Switch | Level
1001 | 246-PS | HOU-LSHH-502 | 003115 | 246-LSHH-502 | Sump Tank Level Switch High High | Switch | Level
1001 | 246-PS | HOU-LT-501 | 003116 | 246-LT-501 | Station Transmix Level Transmitter | Transmitter | Level
1001 | 246-PS | HOU-MTR-9 | 003117 | 246-MTR-9 | 12" Line Flow Meter | Flow Meter | Turbine
1001 | 246-PS | HOU-O2 | 003118 | 246-O2 | Check Valve At B 103 From Pasadena | Valve
1001 | 246-PS | HOU-O3 | 003119 | 246-O3 | Check Valve To Transmix Tank | Valve
1001 | 246-PS | HOU-P1 | 003120 | 246-P1 | Pump Unit 1 Check Valve | Valve
1001 | 246-PS | HOU-P2 | 003121 | 246-P2 | Pump Unit 2 Check Valve | Valve
1001 | 246-PS | HOU-P3 | 003122 | 246-P3 | Pump Unit 3 Check Valve | Valve
1001 | 246-PS | HOU-PCV611 | 003123 | 246-PCV611 | Station Process Control Valve | Valve
1001 | 246-PS | HOU-PSH-601 | 003124 | 246-PSH-601 | Station Pipeline Overpressure Switch High ( Unblock) | Switch | Pressure
1001 | 246-PS | HOU-PSH-602 | 003125 | 246-PSH-602 | Station Transfer Pump Discharge Pressure Switch High | Switch | Pressure
1001 | 246-PS | HOU-PSH-605 | 003126 | 246-PSH-605 | Pump Unit 1 Case Pressure Switch High | Switch | Pressure
1001 | 246-PS | HOU-PSH-607 | 003127 | 246-PSH-607 | Pump Unit 2 Case Pressure Switch High | Switch | Pressure
1001 | 246-PS | HOU-PSH-608 | 003128 | 246-PSH-608 | Station Case Pressure Switch High | Switch | Pressure
1001 | 246-PS | HOU-PSH-611 | 003129 | 246-PSH-611 | Station Discharge Pressure Switch High | Switch | Pressure
1001 | 246-PS | HOU-PSH-612 | 003130 | 246-PSH-612 | Pump Unit 3 Case Pressure Switch High | Switch | Pressure
1001 | 246-PS | HOU-PSHH-611 | 003131 | 246-PSHH-611 | Station Discharge Pressure Switch High High | Switch | Pressure
1001 | 246-PS | HOU-PSL-604 | 003132 | 246-PSL-604 | Pump Unit 1 Suction Pressure Switch Low | Switch | Pressure
1001 | 246-PS | HOU-PSL-606 | 003133 | 246-PSL-606 | Pump Unit 2 Suction Pressure Switch Low | Switch | Pressure
1001 | 246-PS | HOU-PSL-613 | 003134 | 246-PSL-613 | Pump Unit 3 Suction Pressure Switch Low | Switch | Pressure
1001 | 246-PS | HOU-PSLL-615 | 003135 | 246-PSLL-615 | Station Excessively Low Hydraulic Pressure Switch Low Low | Switch | Pressure
1001 | 246-PS | HOU-PT-601 | 003136 | 246-PT-601 | Station Suction Pressure Transmitter | Transmitter | Pressure
1001 | 246-PS | HOU-PT-602 | 003137 | 246-PT-602 | Station Units Suction Pressure Transmitter | Transmitter | Pressure
1001 | 246-PS | HOU-PT-608 | 003138 | 246-PT-608 | Station Case Pressure Transmitter | Transmitter | Pressure
1001 | 246-PS | HOU-PT-611 | 003139 | 246-PT-611 | Station Discharge Control Pressure Transmitter | Transmitter | Pressure
1001 | 246-PS | HOU-PT-614 | 003140 | 246-PT-614 | Station Meter Pressure Transmitter | Transmitter | Pressure
1001 | 246-PS | HOU-PU1-Pump | 003141 | 246-PU-1 | Mainline Pump Unit 1 | Pump | Horizontal-Centrifugal
1001 | 246-PS | HOU-PU2-Pump | 003142 | 246-PU-2 | Mainline Pump Unit 2 | Pump | Horizontal-Centrifugal
1001 | 246-PS | HOU-PU3-Pump | 003143 | 246-PU-3 | Mainline Pump Unit 3 | Pump | Horizontal-Centrifugal
1001 | 246-PS | HOU-S101 | 003144 | 246-S101 | Receiver Inlet Valve From Port Arthur | Valve | Gate
1001 | 246-PS | HOU-S102 | 003145 | 246-S102 | Receiver Bypass Valve From Port Arthur | Valve | Gate
1001 | 246-PS | HOU-S103 | 003146 | 246-S103 | Receiver Outlet Valve From Port Arthur | Valve | Gate
1001 | 246-PS | HOU-S104 | 003147 | 246-S104 | Block Valve Down Stream Side of Houston Station | Valve | Gate
1001 | 246-PS | HOU-S107 | 003148 | 246-S107 | Launcher Outlet Valve to Galena Park | Valve | Gate
1001 | 246-PS | HOU-S108 | 003149 | 246-S108 | Launcher Bypass Valve To Galena Park | Valve | Gate
1001 | 246-PS | HOU-S109 | 003150 | 246-S109 | Launcher Inlet Valve to Galena Park | Valve | Gate
1001 | 246-PS | HOU-SD1 | 003151 | 246-SD1 | Station Discharge Check Valve After The Control Valve | Valve
1001 | 246-PS | HOU-SP-101 Pump | 003152 | 246-SP-101 | Sump Pump | Pump | Vertical Can-Sump
1001 | 246-PS | HOU-STR-101 | 003153 | 246-STR-101 | Station Mainline Unit Strainer | Strainer
1001 | 246-PS | HOU-STR-102 | 003154 | 246-STR-102 | Missing | Strainer
1001 | 246-PS | HOU-T101 | 003155 | 246-T101 | Transmix Tank Shell Valve | Valve
1001 | 246-PS | HOU-T102 | 003156 | 246-T102 | Transfer Pump Suction Valve From Transmix Tank | Valve
1001 | 246-PS | HOU-TP-101 | 003157 | 246-TP-101 | Transfer Pump | Pump | Positive Displacement
1001 | 246-PS | HOU-TR-101 | 003158 | 246-TR-101 | Mainline Unit Loop By Strainer Thermal Relief | Thermal Relief
1001 | 246-PS | HOU-TR-102 | 003159 | 246-TR-102 | Meter Piping Thermal Relief | Thermal Relief
1001 | 246-PS | HOU-TR-103 | 003160 | 246-TR-103 | Mainline Unit By Control Valve Thermal Relief | Thermal Relief
1001 | 246-PS | HOU-TR-104 | 003161 | 246-TR-104 | Launching Barrel Thermal Relief | Thermal Relief
1001 | 246-PS | HOU-TR-105 | 003162 | 246-TR-105 | Station Discharge Thermal Relief | Thermal Relief
1001 | 246-PS | HOU-TR-106 | 003163 | 246-TR-106 | Transfer Pump Thermal Relief | Thermal Relief
1001 | 246-PS | HOU-TR-107 | 003164 | 246-TR-107 | Pump Unit 1 Thermal Relief | Thermal Relief
1001 | 246-PS | HOU-TR-108 | 003165 | 246-TR-108 | Pump Umit 2 Thermal Relief | Thermal Relief
1001 | 246-PS | HOU-TR-109 | 003166 | 246-TR-109 | Relief Ahead Of Meter Thermal Relief | Thermal Relief
1001 | 246-PS | HOU-TR-111 | 003167 | 246-TR-111 | Receiving Barrel Thermal Relief | Thermal Relief
1001 | 246-PS | HOU-TR-112 | 003168 | 246-TR-112 | General Valve Bonnet Thermal Relief | Thermal Relief
1001 | 246-PS | HOU-TT-711 | 003169 | 246-TT-711 | Station Meter Temperature Transmitter | Transmitter | Temperature
1001 | 246-PS | HOU-U20 | 003170 | 246-U20 | Receiver Drain Valve | Valve
1001 | 246-PS | HOU-U21 | 003171 | 246-U21 | Mainline Drain Valve Between BP-1 And BP-2 | Valve
1001 | 246-PS | HOU-U22 | 003172 | 246-U22 | Station Loop Drain After Control Valve | Valve
1001 | 246-PS | HOU-U23 | 003173 | 246-U23 | Mainline Station Strainer Drain Valve | Valve
1001 | 246-PS | HOU-U24 | 003174 | 246-U24 | Station Loop Drain After Units | Valve
1001 | 246-PS | HOU-U26 | 003175 | 246-U26 | Pump Unit 2 Suction Side Drain Valve | Valve
1001 | 246-PS | HOU-U28 | 003176 | 246-U28 | Pump Unit 1 Discharge Side Drain Valve | Valve
1001 | 246-PS | HOU-U29 | 003177 | 246-U29 | Pump Unit 1 Suction Side Drain Vlave | Valve
1001 | 246-PS | HOU-U30 | 003178 | 246-U30 | Station Loop Drain Before Units | Valve
1001 | 246-PS | HOU-U31 | 003179 | 246-U31 | Sump Tank Inlet Valve | Valve
1001 | 246-PS | HOU-U33 | 003180 | 246-U33 | Strainer Drain Valve 10" line | Valve
1001 | 246-PS | HOU-U36 | 003181 | 246-U36 | 16" Prover Drain Valve | Valve
1001 | 246-PS | HOU-U37 | 003182 | 246-U37 | Pump Unit 1 Fill Valve | Valve
1001 | 246-PS | HOU-U38 | 003183 | 246-U38 | Pump Unit 2 Fill Valve | Valve
1001 | 246-PS | HOU-U39 | 003184 | 246-U39 | Station Fill Valve | Valve
1001 | 246-PS | HOU-U40 | 003185 | 246-U40 | Mainline Relief CheckValve At 2nd Flow Tee | Valve
1001 | 246-PS | HOU-U41 | 003186 | 246-U41 | Check Valve Between F102 and S109/S108 | Valve
1001 | 246-PS | HOU-U42 | 003187 | 246-U42 | Pump Unit 3 Suction Side Drain Valve | Valve
1001 | 246-PS | HOU-U43 | 003188 | 246-U43 | Pump Unit 3 Discharge Side Drain Valve | Valve
1001 | 246-PS | HOU-U44 | 003189 | 246-U44 | Pump Unit 3 Fill Valve | Valve
1001 | 246-PS | HOU-VT-101 | 003190 | 246-VT-101 | Pump Unit 1 Vibration Transmitter | Transmitter | Vibration
1001 | 246-PS | HOU-VT-102 | 003191 | 246-VT-102 | Pump Unit 2 Vibration Transmitter | Transmitter | Vibration
1001 | 246-PS | HOU-VT-103 | 003192 | 246-VT-103 | Pump Unit 3 Vibration Transmitter | Transmitter | Vibration
1001 | 246-PS | HOU-X103 | 003193 | 246-X103 | Valve To Galena Park From Port Arthur | Valve
1001 | 246-PS | HOU-ZS-1 | 003194 | 246-ZS-1 | 1st Pig Sig For Sphere-Bypass | Sphere Detector
1001 | 246-PS | HOU-ZS-1A | 003195 | 246-ZS-1A | Pig Sig Counter At Receiver | Sphere Detector
1001 | 246-PS | HOU-ZS-2 | 003196 | 246-ZS-2 | 2nd Pig Sig For Sphere-Bypass | Sphere Detector
1001 | 246-PS | HOU-ZS-3 | 003197 | 246-ZS-3 | 3rd Pig Sig For Sphere-Bypass | Sphere Detector
1001 | 246-PS | HOU-ZS4 | 003198 | 246-ZS4 | 4th Pig Sig For Sphere-Bypass | Sphere Detector
1001 | 246-PS | HOU-ZS-5 | 003199 | 246-ZS-5 | Pig Sig Counter From Pasadena | Sphere Detector
1001 | 246-PS | HOU-ZS-6 | 003200 | 246-ZS-6 | Pig Sig Counter From Port Arthur | Sphere Detector
1001 | 246-PS | HOU-ZS-7 | 003201 | 246-ZS-7 | 12" Launcher Pig Sig | Sphere Detector
1001 | 247-PS | ALD-Generic | 003202 | 247-Generic | Generic Equipment | Generic
1001 | 248-PS | CON-142 | 003203 | 248-152 | Conroe Unit 1 Bypass Breaker | Breaker | Medium Voltage
1001 | 248-PS | CON-202 | 003204 | 248-202 | Station Block Valve | Valve | Ball
1001 | 248-PS | CON-203 | 003205 | 248-203 | Transmix Tank to Transfer Pump | Valve | Ball
1001 | 248-PS | CON-204 | 003206 | 248-204 | Primary Suction Valve | Valve | Ball
1001 | 248-PS | CON-205 | 003207 | 248-205 | Primary Discharge Valve | Valve | Ball
1001 | 248-PS | CON-206 | 003208 | 248-206 | Alternate Suction Valve | Valve | Ball
1001 | 248-PS | CON-207 | 003209 | 248-207 | Alternate Discharge Valve | Valve | Ball
1001 | 248-PS | CON-209 | 003210 | 248-209 | Transfer Pump to Station Header | Valve | Ball
1001 | 248-PS | CON-210 | 003211 | 248-210 | Suction - Pump #1 | Valve | Ball
1001 | 248-PS | CON-211 | 003212 | 248-211 | Discharge - Pump #1 | Valve | Ball
1001 | 248-PS | CON-220 | 003213 | 248-220 | Suction - Pump #2 | Valve | Ball
1001 | 248-PS | CON-221 | 003214 | 248-221 | Discharge - Pump #2 | Valve | Ball
1001 | 248-PS | CON-242 | 003215 | 248-242 | Conroe Unit 2 Bypass Breaker | Breaker | Medium Voltage
1001 | 248-PS | CON-AC-1 | 003216 | 248-AC-1 | Conroe Control Room Air Conditioner/Heater | HVAC
1001 | 248-PS | CON-AC-2 | 003217 | 248-AC-2 | Conroe Electrical Room Air Conditioner/Heater | HVAC
1001 | 248-PS | CON-AE921 | 003218 | 248-AE921 | Conroe Vapor Monitor #1 | Transmitter | Hazardous Atmosphere
1001 | 248-PS | CON-AE922 | 003219 | 248-AE922 | Conroe Vapor Monitor #2 | Transmitter | Hazardous Atmosphere
1001 | 248-PS | CON-AE923 | 003220 | 248-AE923 | Conroe Vapor Monitor #3 | Transmitter | Hazardous Atmosphere
1001 | 248-PS | CON-AE924 | 003221 | 248-AE924 | Conroe Vapor Monitor #4 | Transmitter | Hazardous Atmosphere
1001 | 248-PS | CON-B01 | 003222 | 248-B01 | Main Line Station Inlet | Valve | Gate
1001 | 248-PS | CON-B02 | 003223 | 248-B02 | Main Line Drain Valve | Valve | Ball
1001 | 248-PS | CON-B03 | 003224 | 248-B03 | Isolation to Future Densitometer | Valve | Ball
1001 | 248-PS | CON-B04 | 003225 | 248-B04 | Isolation for Station Fill Line | Valve | Ball
1001 | 248-PS | CON-B05 | 003226 | 248-B05 | Manifold Drain Valve | Valve | Ball
1001 | 248-PS | CON-B06 | 003227 | 248-B06 | Strainer STR-101 Drain Valve | Valve | Ball
1001 | 248-PS | CON-B07 | 003228 | 248-B07 | Pump #1 Piping Fill Valve | Valve | Ball
1001 | 248-PS | CON-B08 | 003229 | 248-B08 | Pump #1 Piping Drain Valve | Valve | Ball
1001 | 248-PS | CON-B09 | 003230 | 248-B09 | Pump #1 Seal Drain Valve | Valve | Ball
1001 | 248-PS | CON-B10 | 003231 | 248-B10 | Pump #1 Piping Drain Valve | Valve | Ball
1001 | 248-PS | CON-B12 | 003232 | 248-B12 | Pump #2 Piping Fill Valve | Valve | Ball
1001 | 248-PS | CON-B13 | 003233 | 248-B13 | Pump #2 Piping Drain Valve | Valve | Ball
1001 | 248-PS | CON-B14 | 003234 | 248-B14 | Pump #2 Seal Drain Valve | Valve | Ball
1001 | 248-PS | CON-B15 | 003235 | 248-B15 | Pump #2 Piping Drain Valve | Valve | Ball
1001 | 248-PS | CON-B17 | 003236 | 248-B17 | Manifold Drain Valve | Valve | Ball
1001 | 248-PS | CON-B19 | 003237 | 248-B19 | Manifold Drain Valve | Valve | Ball
1001 | 248-PS | CON-B21 | 003238 | 248-B21 | Main Line Drain Valve | Valve | Ball
1001 | 248-PS | CON-B23 | 003239 | 248-B23 | Isolation Valve for PCV-640 | Valve | Ball
1001 | 248-PS | CON-B24 | 003240 | 248-B24 | Isolation Valve for PCV-640 | Valve | Ball
1001 | 248-PS | CON-B26 | 003241 | 248-B26 | Main Line Drain Valve | Valve | Ball
1001 | 248-PS | CON-B27 | 003242 | 248-B27 | Main Line Station Outlet | Valve | Gate
1001 | 248-PS | CON-B32 | 003243 | 248-B32 | Sump Tank Drain Inlet Valve | Valve | Ball
1001 | 248-PS | CON-B33 | 003244 | 248-B33 | Sump Pump Discharge Isolation Valve | Valve | Ball
1001 | 248-PS | CON-B35 | 003245 | 248-B35 | Truck Loading Isolation Valve | Valve | Ball
1001 | 248-PS | CON-B36 | 003246 | 248-B36 | Transmix Tank By-Pass Valve | Valve | Ball
1001 | 248-PS | CON-B37 | 003247 | 248-B37 | Transmix Tank Inlet Valve | Valve | Ball
1001 | 248-PS | CON-B38 | 003248 | 248-B38 | Transmix Tank Water Draw | Valve | Ball
1001 | 248-PS | CON-B39 | 003249 | 248-B39 | Transfer Pump Suction Isolation Valve | Valve | Ball
1001 | 248-PS | CON-B40 | 003250 | 248-B40 | Transfer Pump Discharge Isolation Valve | Valve | Ball
1001 | 248-PS | CON-B42 | 003251 | 248-B42 | Isolation Valve for FSH-402 | Valve | Ball
1001 | 248-PS | CON-B43 | 003252 | 248-B43 | FSH-402 By-Pass Valve | Valve | Ball
1001 | 248-PS | CON-B44 | 003253 | 248-B44 | Isolation Valve for FSH-402 | Valve | Ball
1001 | 248-PS | CON-B46 | 003254 | 248-B46 | Transmix Tank Containment Area Drain Valve | Valve | Gate
1001 | 248-PS | CON-B47 | 003255 | 248-B47 | Transmix Tank Containment Area Drain Valve | Valve | Gate
1001 | 248-PS | CON-B48 | 003256 | 248-B48 | Transmix Tank Future Return Connection | Valve | Ball
1001 | 248-PS | CON-BS | 003257 | 248-BS | Conroe 24 VDC Battery System/Charger | Battery Charger | 24VDC
1001 | 248-PS | CON-C11 | 003258 | 248-C11 | Main Line Pump #1 Piping Check Valve | Valve | Swing Check
1001 | 248-PS | CON-C16 | 003259 | 248-C16 | Main Line Pump #2 Piping Check Valve | Valve | Swing Check
1001 | 248-PS | CON-C18 | 003260 | 248-C18 | Manifold Piping Check Valve | Valve | Swing Check
1001 | 248-PS | CON-C20 | 003261 | 248-C20 | Main Line Piping Check Valve | Valve | Swing Check
1001 | 248-PS | CON-C22 | 003262 | 248-C22 | Manifold Piping Check Valve | Valve | Swing Check
1001 | 248-PS | CON-C25 | 003263 | 248-C25 | Main Line Piping Check Valve | Valve | Swing Check
1001 | 248-PS | CON-C28 | 003264 | 248-C28 | Seal Drain Backflow Prevention | Valve | Swing Check
1001 | 248-PS | CON-C29 | 003265 | 248-C29 | Sample Drain Backflow Prevention | Valve | Swing Check
1001 | 248-PS | CON-C30 | 003266 | 248-C30 | Sample Drain Backflow Prevention | Valve | Swing Check
1001 | 248-PS | CON-C31 | 003267 | 248-C31 | Transmix Return @ Main Line Check Valve | Valve | Swing Check
1001 | 248-PS | CON-C34 | 003268 | 248-C34 | Sump Pump Discharge Check Valve | Valve | Swing Check
1001 | 248-PS | CON-C41 | 003269 | 248-C41 | Transfer Pump Discharge Check Valve | Valve | Swing Check
1001 | 248-PS | CON-C45 | 003270 | 248-C45 | Sample Drain Backflow Prevention | Valve | Swing Check
1001 | 248-PS | CON-DRA | 003271 | 248-DRA | DRA Injection System | DRA Injection System
1001 | 248-PS | CON-FSH-402 | 003272 | 248-FSH-402 | Conroe Transmix Injection Line Flow Switch | Switch | Flow
1001 | 248-PS | CON-GENSET | 003273 | 248-GENSET | Conroe Back-Up Generator | Generator
1001 | 248-PS | CON-LIT-502 | 003274 | 248-LIT-502 | Conroe Sump Level Indicating Transmitter | Transmitter | Level
1001 | 248-PS | CON-LSHH-501 | 003275 | 248-LSHH-501 | Conroe Sump Tank Level HI HI Switch | Switch | Level
1001 | 248-PS | CON-LSHH-503 | 003276 | 248-LSHH-504 | Conroe Transmix Tank Level Hi Hi | Switch | Level
1001 | 248-PS | CON-LT-504 | 003277 | 248-LT-504 | Conroe Transmix Tank Level Transmitter | Transmitter | Level
1001 | 248-PS | CON-M52 | 003278 | 248-M52 | Conroe Station 4160V Main Breaker | Breaker | Medium Voltage
1001 | 248-PS | CON-MCC-201 | 003279 | 248-MCC-201 | Conroe Motor Control Center | Motor Control Center
1001 | 248-PS | CON-PCV640 | 003280 | 248-PCV640 | Pressure Control Valve Model V260 | Valve | Ball
1001 | 248-PS | CON-PFCC-1 | 003281 | 248-PFCC-1 | Conroe Power Factor Correction Capacitor Bank 1 | Capacitor Bank | Power Factor Correction
1001 | 248-PS | CON-PFCC-2 | 003282 | 248-PFCC-2 | Conroe Power Factor Correction Capacitor Bank 2 | Capacitor Bank | Power Factor Correction
1001 | 248-PS | CON-PIT-601 | 003283 | 248-PIT-601 | Conroe Station Suction Indicating Transmitter | Transmitter | Pressure
1001 | 248-PS | CON-PIT-602 | 003284 | 248-PIT-602 | Conroe Units Suction Indicating Transmitter | Transmitter | Pressure
1001 | 248-PS | CON-PIT-603 | 003285 | 248-PIT-603 | Conroe Station Discharge Indicating Transmitter | Transmitter | Pressure
1001 | 248-PS | CON-PIT-604 | 003286 | 248-PIT-604 | Conroe Station Case Indicating Transmitter | Transmitter | Pressure
1001 | 248-PS | CON-PIT-607 | 003287 | 248-PIT-607 | Conroe Sump Discharge Indicating Transmitter | Transmitter | Pressure
1001 | 248-PS | CON-PIT-608 | 003288 | 248-PIT-608 | Conroe Transfer Pump Discharge Indicating Transmitter | Transmitter | Pressure
1001 | 248-PS | CON-PIT-611 | 003289 | 248-PIT-611 | Conroe Unit #1 Discharge Indicating Transmitter | Transmitter | Pressure
1001 | 248-PS | CON-PIT-621 | 003290 | 248-PIT-621 | Conroe Unit #2 Discharge Indicating Transmitter | Transmitter | Pressure
1001 | 248-PS | CON-PSV-641 | 003291 | 248-PSV-641 | Conroe Transfer Pump Thermal Relief | Thermal Relief
1001 | 248-PS | CON-PSV-643 | 003292 | 248-PSV-643 | Conroe Mainline Unit Loop Thermal Relief | Thermal Relief
1001 | 248-PS | CON-PT-601A | 003293 | 248-PT-601A | Conroe Station Suction Transmitter | Transmitter | Pressure
1001 | 248-PS | CON-PT-603A | 003294 | 248-PT-603A | Conroe Station Discharge Transmitter | Transmitter | Pressure
1001 | 248-PS | CON-PU1-Pump | 003295 | 248-PU1 | Conroe Mainline Pump Unit 1 | Pump | Horizontal-Centrifugal
1001 | 248-PS | CON-PU2-Pump | 003296 | 248-PU2 | Conroe Mainline Pump Unit 2 | Pump | Horizontal-Centrifugal
1001 | 248-PS | CON-PV603 | 003297 | 248-PV603 | Control Valve Model 2760 | Valve | Ball
1001 | 248-PS | CON-SP-101 | 003298 | 248-SP-101 | Sump Pump | Pump | Vertical Can-Sump
1001 | 248-PS | CON-ST-101 | 003299 | 248-ST-101 | Conroe Sump Tank | Tank | Sump
1001 | 248-PS | CON-STR-101 | 003300 | 248-STR-101 | Conroe Strainer | Strainer
1001 | 248-PS | CON-SV104 | 003301 | 248-SV104 | Conroe Alternate Discharge Equalization Line Solenoid Valve | Valve | Solenoid
1001 | 248-PS | CON-SV107 | 003302 | 248-SV107 | Conroe Primary Suction Equalization Line Solenoid Valve | Valve | Solenoid
1001 | 248-PS | CON-T52 | 003303 | 248-T52 | Conroe 480V Transformer Breaker | Breaker | Medium Voltage
1001 | 248-PS | CON-TP-101 | 003304 | 248-TP-101 | Transfer Pump | Pump | Positive Displacement
1001 | 248-PS | CON-TR-1 | 003305 | 248-TR-1 | Conroe Unit #1 Thermal Relief | Thermal Relief
1001 | 248-PS | CON-TR-101 | 003306 | 248-TR-101 | Conroe 4160V/480V Pad Mount Transformer | Transformer
1001 | 248-PS | CON-TR-2 | 003307 | 248-TR-2 | Conroe Unit #2 Thermal Relief | Thermal Relief
1001 | 248-PS | CON-TT-701 | 003308 | 248-TT-701 | Conroe Station Inlet Product Temperature | Transmitter | Temperature
1001 | 248-PS | CON-TT-702 | 003309 | 248-TT-702 | Conroe Station Outlet Product Temperature | Transmitter | Temperature
1001 | 248-PS | CON-TT-704 | 003310 | 248-TT-704 | Conroe Ground Temperature | Transmitter | Temperature
1001 | 248-PS | CON-TT-707 | 003311 | 248-TT-707 | Conroe Electrical Room Temperature | Transmitter | Temperature
1001 | 248-PS | CON-V142 | 003312 | 248-V152 | Conroe Unit 1 VFD Breaker | Breaker | Medium Voltage
1001 | 248-PS | CON-V242 | 003313 | 248-V242 | Conroe Unit 2 VFD Breaker | Breaker | Medium Voltage
1001 | 248-PS | CON-V52 | 003314 | 248-V52 | Conroe VFD Feeder Breaker | Breaker | Medium Voltage
1001 | 248-PS | CON-VFD-100 | 003315 | 248-VFD-100 | Conroe Robicon Variable Frequency Drive | Variable Frequency Drive
1001 | 248-PS | CON-VFD-CT | 003316 | 248-VFD-CT | Conroe Robicon Variable Frequency Drive Cooling Tower | Variable Frequency Drive
1001 | 248-PS | CON-VT-810 | 003317 | 248-VT-810 | Conroe Unit #1 Outboard Vibration Transmitter | Transmitter | Vibration
1001 | 248-PS | CON-VT-813 | 003318 | 248-VT-813 | Conroe Unit #1 Inboard Vibration Transmitter | Transmitter | Vibration
1001 | 248-PS | CON-VT-820 | 003319 | 248-VT-820 | Conroe Unit #2 Outboard Vibration Transmitter | Transmitter | Vibration
1001 | 248-PS | CON-VT-823 | 003320 | 248-VT-823 | Conroe Unit #2 Inboard Vibration Transmitter | Transmitter | Vibration
1001 | 248-PS | CON-ZS-301 | 003321 | 248-ZS-301 | Conroe Pigsig 1 | Sphere Detector
1001 | 248-PS | CON-ZS-302 | 003322 | 248-ZS-302 | Conroe Pigsig 2 | Sphere Detector
1001 | 248-PS | CON-ZS-303 | 003323 | 248-ZS-303 | Conroe Pigsig 3 | Sphere Detector
1001 | 248-PS | CON-ZS-304 | 003324 | 248-ZS-304 | Conroe Pigsig 4 | Sphere Detector
1001 | 250-PS | PLT-Generic | 003325 | 250-Generic | Generic Equipment | Generic
1001 | 251-PS | HUN-302 | 003326 | 251-302 | Station Block Valve | Valve | Gate
1001 | 251-PS | HUN-304 | 003327 | 251-304 | Station Suction Valve | Valve
1001 | 251-PS | HUN-305 | 003328 | 251-305 | Station Discharge Valve | Valve
1001 | 251-PS | HUN-306 | 003329 | 251-306 | Station Lead-In Valve | Valve
1001 | 251-PS | HUN-307 | 003330 | 251-307 | Station Kicker Valve | Valve
1001 | 251-PS | HUN-310 | 003331 | 251-310 | Pump Unit 1 Suction Valve | Valve
1001 | 251-PS | HUN-311 | 003332 | 251-311 | Pump Unit 1 Discharge Valve | Valve
1001 | 251-PS | HUN-320 | 003333 | 251-320 | Pump Unit 2 Suction Valve | Valve
1001 | 251-PS | HUN-321 | 003334 | 251-321 | Pump Unit 2 Discharge Valve | Valve
1001 | 251-PS | HUN-330 | 003335 | 251-330 | Pump Unit 3 Suction Valve | Valve
1001 | 251-PS | HUN-331 | 003336 | 251-331 | Pump Unit 3 Discharge Valve | Valve
1001 | 251-PS | HUN-A11 | 003337 | 251-A11 | Transmix Tank Fill Vlave From Sump Pump | Valve
1001 | 251-PS | HUN-A12 | 003338 | 251-A12 | Transfer Pump Suction Valve At Tansmix Tank | Valve
1001 | 251-PS | HUN-A14 | 003339 | 251-A14 | Transfer Pump Discharge Valve At Discharge Pump | Valve
1001 | 251-PS | HUN-A15 | 003340 | 251-A15 | Transfer Pump Injection Valve At the Mainline | Valve
1001 | 251-PS | HUN-A16 | 003341 | 251-A16 | Pump Unit 1 Drain Valve | Valve
1001 | 251-PS | HUN-A17 | 003342 | 251-A17 | Pump Unit 2 Drain Valve | Valve
1001 | 251-PS | HUN-A18 | 003343 | 251-A18 | Transmix Tank Drain Valve To Outside Source | Valve
1001 | 251-PS | HUN-A19 | 003344 | 251-A19 | Station Strainer Drain Valve | Valve
1001 | 251-PS | HUN-A20 | 003345 | 251-A20 | Transfer Pump Suction Valve From Sump Pump Discharge | Valve
1001 | 251-PS | HUN-A21 | 003346 | 251-A21 | Sump Pump Discharge Valve At Sump Pump | Valve
1001 | 251-PS | HUN-A22 | 003347 | 251-A22 | Pump Unit 3 Drain Valve | Valve
1001 | 251-PS | HUN-BP1 | 003348 | 251-BP1 | Mainline Check Valve 1 | Valve
1001 | 251-PS | HUN-BP2 | 003349 | 251-BP2 | Mainline Check Valve 2 | Valve
1001 | 251-PS | HUN-BS-1 | 003350 | 251-BS-1 | 24VDC Battery System | Battery Charger | 24VDC
1001 | 251-PS | HUN-C51 | 003351 | 251-C51 | Transfer Pump Injection Check Valve At The Mainline | Valve
1001 | 251-PS | HUN-C53 | 003352 | 251-C53 | Sump Pump Check Valve At Sump Pump | Valve
1001 | 251-PS | HUN-DRA | 003353 | 251-DRA | DRA Injection System | DRA Injection System
1001 | 251-PS | HUN-Generic | 003354 | 251-Generic | Generic Equipment | Generic
1001 | 251-PS | HUN-HP-101 | 003355 | 251-HP-101 | Hydraulic Pump | Pump | Variable Volume
1001 | 251-PS | HUN-HP-102 | 003356 | 251-HP-102 | Hydraulic Pump | Pump | Variable Volume
1001 | 251-PS | HUN-LSH-510 | 003357 | 251-LSH-510 | Pump Unit 1 Seal Pot Level Switch High | Switch | Level
1001 | 251-PS | HUN-LSH-520 | 003358 | 251-LSH-520 | Pump Unit 2 Seal Pot Level Switch High | Switch | Level
1001 | 251-PS | HUN-LSH-530 | 003359 | 251-LSH-530 | Pump Unit 3 Seal Pot Level Switch high | Switch | Level
1001 | 251-PS | HUN-LSHH-502 | 003360 | 251-LSHH-502 | Sump Tank Level Switch High High | Switch | Level
1001 | 251-PS | HUN-LT-501 | 003361 | 251-LT-501 | Transmix Tank Level Transmitter | Transmitter | Level
1001 | 251-PS | HUN-LT-502 | 003362 | 251-LT-502 | Sump Tank Level Transmitter | Transmitter | Level
1001 | 251-PS | HUN-P1 | 003363 | 251-P- | Pump Unit 1 Check Valve | Valve
1001 | 251-PS | HUN-P2 | 003364 | 251-P2 | Pump Unit 2 Check Valve | Valve
1001 | 251-PS | HUN-P3 | 003365 | 251-P3 | Pump Unit 3 Check Valve | Valve
1001 | 251-PS | HUN-PCV607 | 003366 | 251-PCV607 | Station Pressure Control Valve | Valve
1001 | 251-PS | HUN-PSH-601 | 003367 | 251-PSH-601 | Station Block Pressure Switch High | Switch | Pressure
1001 | 251-PS | HUN-PSH-605 | 003368 | 251-PSH-605 | Station Case Pressure Switch High | Switch | Pressure
1001 | 251-PS | HUN-PSH-614 | 003369 | 251-PSH-614 | Pump Unit 1 Case Pressure Switch High | Switch | Pressure
1001 | 251-PS | HUN-PSH-624 | 003370 | 251-PSH-624 | Pump Unit 2 Case Pressure Switch High | Switch | Pressure
1001 | 251-PS | HUN-PSH-634 | 003371 | 251-PSH-634 | Pump Unit 3 Case Pressure Switch High | Switch | Pressure
1001 | 251-PS | HUN-PSH-635 | 003372 | 251-PSH-635 | Pump Unit 3 Suction Pressure Switch Low | Switch | Pressure
1001 | 251-PS | HUN-PSHH-607 | 003373 | 251-PSHH-607 | Discharge Pressure Switch High High | Switch | Pressure
1001 | 251-PS | HUN-PSL-602 | 003374 | 251-PSL-602 | Units Pressure Switch Low | Switch | Pressure
1001 | 251-PS | HUN-PSL-615 | 003375 | 251-PSL-615 | Pump Unit 1 Suction Pressure Switch Low | Switch | Pressure
1001 | 251-PS | HUN-PSL-625 | 003376 | 251-PSL-625 | Pump Unit 2 Suction Pressure Switch Low | Switch | Pressure
1001 | 251-PS | HUN-PT-601 | 003377 | 251-PT-601 | Station Inlet Pressure Transmitter | Transmitter | Pressure
1001 | 251-PS | HUN-PT-602 | 003378 | 251-PT-602 | Units Suction Control Pressure Transmitter | Transmitter | Pressure
1001 | 251-PS | HUN-PT-605 | 003379 | 251-PT-605 | Station Case Pressure Transmitter | Transmitter | Pressure
1001 | 251-PS | HUN-PT-607 | 003380 | 251-PT-607 | Discharge Control Pressure Transmitter | Transmitter | Pressure
1001 | 251-PS | HUN-PU1-Pump | 003381 | 251-PU-1 | Station Pump Unit 1 | Pump | Horizontal-Centrifugal
1001 | 251-PS | HUN-PU2-Pump | 003382 | 251-PU-2 | Station Pump Unit 2 | Pump | Horizontal-Centrifugal
1001 | 251-PS | HUN-PU3-Pump | 003383 | 251-PU-3 | Station Pump Unit 3 | Pump | Horizontal-Centrifugal
1001 | 251-PS | HUN-SD1 | 003384 | 251-SD1 | Station Discharge Check Valve | Valve
1001 | 251-PS | HUN-SP-101 Pump | 003385 | 251-SP-101 | Sump Pump | Pump | Vertical Can-Sump
1001 | 251-PS | HUN-ST-101 | 003386 | 251-ST-101 | Huntsville Sump Tank | Tank | Sump
1001 | 251-PS | HUN-TP-101 | 003387 | 251-TP-101 | Transfer Pump | Pump | Positive Displacement
1001 | 251-PS | HUN-TR-101 | 003388 | 251-TR-101 | Mainline Unit Loop Thermal Relief | Thermal Relief
1001 | 251-PS | HUN-TR-103 | 003389 | 251-TR-103 | Transfer Pump Thermal Relief | Thermal Relief
1001 | 251-PS | HUN-TR-104 | 003390 | 251-TR-104 | Pump Unit 1 Thermal Relief | Thermal Relief
1001 | 251-PS | HUN-TR-105 | 003391 | 251-TR-105 | Pump Unit 2 Thermal Relief | Thermal Relief
1001 | 251-PS | HUN-TR-106 | 003392 | 251-TR-106 | Transfer Suction Line Thermal Relief | Thermal Relief
1001 | 251-PS | HUN-U10 | 003393 | 251-U10 | Station Fill Valve | Valve
1001 | 251-PS | HUN-U11 | 003394 | 251-U11 | Mainline Drain Valve | Valve
1001 | 251-PS | HUN-U14 | 003395 | 251-U14 | Pump Unit 1 Suction Side Drain Valve | Valve
1001 | 251-PS | HUN-U15 | 003396 | 251-U15 | Pump Unit 1 Discharge Side Drain Valve | Valve
1001 | 251-PS | HUN-U16 | 003397 | 251-U16 | Pump Unit 1 Fill valve | Valve
1001 | 251-PS | HUN-U17 | 003398 | 251-U17 | Pump Unit 2 Suction Side Drain Valve | Valve
1001 | 251-PS | HUN-U18 | 003399 | 251-U18 | Pump Unit 2 Discharge Side Drain Valve | Valve
1001 | 251-PS | HUN-U19 | 003400 | 251-U19 | Pump Unit 2 Fill Valve | Valve
1001 | 251-PS | HUN-U20 | 003401 | 251-U20 | Station Drain Valve Before Control Valve | Valve
1001 | 251-PS | HUN-U21 | 003402 | 251-U21 | Sump Tank Inlet Valve | Valve
1001 | 251-PS | HUN-U22 | 003403 | 251-U22 | Missing | Valve
1001 | 251-PS | HUN-U23 | 003404 | 251-U23 | Mainline Sample Valve | Valve
1001 | 251-PS | HUN-U25 | 003405 | 251-U25 | Station Drain Valve After Control Valve | Valve
1001 | 251-PS | HUN-U26 | 003406 | 251-U26 | Pump Unit 3 Suction Side Drain Valve | Valve
1001 | 251-PS | HUN-U27 | 003407 | 251-U27 | Pump Unit 3 Discharge Side Drain Valve | Valve
1001 | 251-PS | HUN-U28 | 003408 | 251-U28 | Pump Unit 3 Fill Valve | Valve
1001 | 251-PS | HUN-VT-103 | 003409 | 251-VT-103 | Pump Unit 3 Vibration Transmitter | Transmitter | Vibration
1001 | 251-PS | HUN-ZS-301 | 003410 | 251-ZS-301 | Pig Sig 1 | Sphere Detector
1001 | 251-PS | HUN-ZS-302 | 003411 | 251-ZS-302 | Pig Sig 2 | Sphere Detector
1001 | 251-PS | HUN-ZS-303 | 003412 | 251-ZS-303 | Pig Sig 3 | Sphere Detector
1001 | 251-PS | HUN-ZS-304 | 003413 | 251-ZS-304 | Pig Sig 4 | Sphere Detector
1001 | 253-PS | GLN-ZS-4 | 003414 | 253-152 | Grapeland Unit 1 Bypass Breaker | Breaker | Medium Voltage
1001 | 253-PS | GRA-202 | 003415 | 253-202 | Station Block Valve | Valve | Ball
1001 | 253-PS | GRA-203 | 003416 | 253-203 | Transmix Tank to Transfer Pump | Valve | Ball
1001 | 253-PS | GRA-204 | 003417 | 253-204 | Primary Suction Valve | Valve | Ball
1001 | 253-PS | GRA-205 | 003418 | 253-205 | Primary Discharge Valve | Valve | Ball
1001 | 253-PS | GRA-206 | 003419 | 253-206 | Alternate Suction Valve | Valve | Ball
1001 | 253-PS | GRA-207 | 003420 | 253-207 | Alternate Discharge Valve | Valve | Ball
1001 | 253-PS | GRA-209 | 003421 | 253-209 | Transfer Pump to Station Header | Valve | Ball
1001 | 253-PS | GRA-210 | 003422 | 253-210 | Suction - Pump #1 | Valve | Ball
1001 | 253-PS | GRA-211 | 003423 | 253-211 | Discharge - Pump #1 | Valve | Ball
1001 | 253-PS | GRA-220 | 003424 | 253-220 | Suction - Pump #2 | Valve | Ball
1001 | 253-PS | GRA-221 | 003425 | 253-221 | Discharge - Pump #2 | Valve | Ball
1001 | 253-PS | GRA-242 | 003426 | 253-242 | Grapeland Unit 2 Bypass Breaker | Breaker | Medium Voltage
1001 | 253-PS | GRA-AC-1 | 003427 | 253-AC-1 | Grapeland Control Room Air Conditioner/Heater | HVAC
1001 | 253-PS | GRA-AC-2 | 003428 | 253-AC-2 | Grapeland Electrical Room Air Conditioner/Heater | HVAC
1001 | 253-PS | GRA-AE921 | 003429 | 253-AE921 | Grapeland Vapor Monitor #1 | Transmitter | Hazardous Atmosphere
1001 | 253-PS | GRA-AE922 | 003430 | 253-AE922 | Grapeland Vapor Monitor #2 | Transmitter | Hazardous Atmosphere
1001 | 253-PS | GRA-AE923 | 003431 | 253-AE923 | Grapeland Vapor Monitor #3 | Transmitter | Hazardous Atmosphere
1001 | 253-PS | GRA-AE924 | 003432 | 253-AE924 | Grapeland Vapor Monitor #4 | Transmitter | Hazardous Atmosphere
1001 | 253-PS | GRA-B01 | 003433 | 253-B01 | Main Line Station Inlet | Valve | Gate
1001 | 253-PS | GRA-B02 | 003434 | 253-B02 | Main Line Drain Valve | Valve | Ball
1001 | 253-PS | GRA-B03 | 003435 | 253-B03 | Isolation to Future Densitometer | Valve | Ball
1001 | 253-PS | GRA-B04 | 003436 | 253-B04 | Isolation for Station Fill Line | Valve | Ball
1001 | 253-PS | GRA-B05 | 003437 | 253-B05 | Manifold Drain Valve | Valve | Ball
1001 | 253-PS | GRA-B06 | 003438 | 253-B06 | Strainer STR-101 Drain Valve | Valve | Ball
1001 | 253-PS | GRA-B07 | 003439 | 253-B07 | Pump #1 Piping Fill Valve | Valve | Ball
1001 | 253-PS | GRA-B08 | 003440 | 253-B08 | Pump #1 Piping Drain Valve | Valve | Ball
1001 | 253-PS | GRA-B09 | 003441 | 253-B09 | Pump #1 Seal Drain Valve | Valve | Ball
1001 | 253-PS | GRA-B10 | 003442 | 253-B10 | Pump #1 Piping Drain Valve | Valve | Ball
1001 | 253-PS | GRA-B12 | 003443 | 253-B12 | Pump #2 Piping Fill Valve | Valve | Ball
1001 | 253-PS | GRA-B13 | 003444 | 253-B13 | Pump #2 Piping Drain Valve | Valve | Ball
1001 | 253-PS | GRA-B14 | 003445 | 253-B14 | Pump #2 Seal Drain Valve | Valve | Ball
1001 | 253-PS | GRA-B15 | 003446 | 253-B15 | Pump #2 Piping Drain Valve | Valve | Ball
1001 | 253-PS | GRA-B17 | 003447 | 253-B17 | Manifold Drain Valve | Valve | Ball
1001 | 253-PS | GRA-B19 | 003448 | 253-B19 | Manifold Drain Valve | Valve | Ball
1001 | 253-PS | GRA-B21 | 003449 | 253-B21 | Main Line Drain Valve | Valve | Ball
1001 | 253-PS | GRA-B23 | 003450 | 253-B23 | Isolation Valve for PCV-640 | Valve | Ball
1001 | 253-PS | GRA-B24 | 003451 | 253-B24 | Isolation Valve for PCV-640 | Valve | Ball
1001 | 253-PS | GRA-B26 | 003452 | 253-B26 | Main Line Drain Valve | Valve | Ball
1001 | 253-PS | GRA-B27 | 003453 | 253-B27 | Main Line Station Outlet | Valve | Gate
1001 | 253-PS | GRA-B32 | 003454 | 253-B32 | Sump Tank Drain Inlet Valve | Valve | Ball
1001 | 253-PS | GRA-B33 | 003455 | 253-B33 | Sump Pump Discharge Isolation Valve | Valve | Ball
1001 | 253-PS | GRA-B35 | 003456 | 253-B35 | Truck Loading Isolation Valve | Valve | Ball
1001 | 253-PS | GRA-B36 | 003457 | 253-B36 | Transmix Tank By-Pass Valve | Valve | Ball
1001 | 253-PS | GRA-B37 | 003458 | 253-B37 | Transmix Tank Inlet Valve | Valve | Ball
1001 | 253-PS | GRA-B38 | 003459 | 253-B38 | Transmix Tank Water Draw | Valve | Ball
1001 | 253-PS | GRA-B39 | 003460 | 253-B39 | Transfer Pump Suction Isolation Valve | Valve | Ball
1001 | 253-PS | GRA-B40 | 003461 | 253-B40 | Transfer Pump Discharge Isolation Valve | Valve | Ball
1001 | 253-PS | GRA-B42 | 003462 | 253-B42 | Isolation Valve for FSH-402 | Valve | Ball
1001 | 253-PS | GRA-B43 | 003463 | 253-B43 | FSH-402 By-Pass Valve | Valve | Ball
1001 | 253-PS | GRA-B44 | 003464 | 253-B44 | Isolation Valve for FSH-402 | Valve | Ball
1001 | 253-PS | GRA-B46 | 003465 | 253-B46 | Transmix Tank Containment Area Drain Valve | Valve | Gate
1001 | 253-PS | GRA-B47 | 003466 | 253-B47 | Transmix Tank Containment Area Drain Valve | Valve | Gate
1001 | 253-PS | GRA-B48 | 003467 | 253-B48 | Transmix Tank Future Return Connection | Valve | Ball
1001 | 253-PS | GRA-BS | 003468 | 253-BS | Grapeland 24 VDC Battery System/Charger | Battery Charger | 24VDC
1001 | 253-PS | GRA-C11 | 003469 | 253-C11 | Main Line Pump #1 Piping Check Valve | Valve | Swing Check
1001 | 253-PS | GRA-C16 | 003470 | 253-C16 | Main Line Pump #2 Piping Check Valve | Valve | Swing Check
1001 | 253-PS | GRA-C18 | 003471 | 253-C18 | Manifold Piping Check Valve | Valve | Swing Check
1001 | 253-PS | GRA-C20 | 003472 | 253-C20 | Main Line Piping Check Valve | Valve | Swing Check
1001 | 253-PS | GRA-C22 | 003473 | 253-C22 | Manifold Piping Check Valve | Valve | Swing Check
1001 | 253-PS | GRA-C25 | 003474 | 253-C25 | Main Line Piping Check Valve | Valve | Swing Check
1001 | 253-PS | GRA-C28 | 003475 | 253-C28 | Seal Drain Backflow Prevention | Valve | Swing Check
1001 | 253-PS | GRA-C29 | 003476 | 253-C29 | Sample Drain Backflow Prevention | Valve | Swing Check
1001 | 253-PS | GRA-C30 | 003477 | 253-C30 | Sample Drain Backflow Prevention | Valve | Swing Check
1001 | 253-PS | GRA-C31 | 003478 | 253-C31 | Transmix Return @ Main Line Check Valve | Valve | Swing Check
1001 | 253-PS | GRA-C34 | 003479 | 253-C34 | Sump Pump Discharge Check Valve | Valve | Swing Check
1001 | 253-PS | GRA-C41 | 003480 | 253-C41 | Transfer Pump Discharge Check Valve | Valve | Swing Check
1001 | 253-PS | GRA-C45 | 003481 | 253-C45 | Sample Drain Backflow Prevention | Valve | Swing Check
1001 | 253-PS | GRA-DRA | 003482 | 253-DRA | DRA Injection System | DRA Injection System
1001 | 253-PS | GRA-FSH-402 | 003483 | 253-FSH-402 | Grapeland Transmix Injection Line Flow Switch | Switch | Flow
1001 | 253-PS | GRA-GENSET | 003484 | 253-GENSET | Grapeland Back-Up Generator | Generator
1001 | 253-PS | GRA-LIT-502 | 003485 | 253-LIT-502 | Grapeland Sump Level Indicating Transmitter | Transmitter | Level
1001 | 253-PS | GRA-LSHH-501 | 003486 | 253-LSHH-501 | Grapeland Sump Tank Level HI HI Switch | Switch | Level
1001 | 253-PS | GRA-LSHH-503 | 003487 | 253-LSHH-504 | Grapeland Transmix Tank Level Hi Hi | Switch | Level
1001 | 253-PS | GRA-LT-504 | 003488 | 253-LT-504 | Grapeland Transmix Tank Level Transmitter | Transmitter | Level
1001 | 253-PS | GRA-M52 | 003489 | 253-M52 | Grapeland Station 4160V Main Breaker | Breaker | Medium Voltage
1001 | 253-PS | GRA-MCC-201 | 003490 | 253-MCC-201 | Grapeland Motor Control Center | Motor Control Center
1001 | 253-PS | GRA-PCV640 | 003491 | 253-PCV640 | Pressure Control Valve Model V260 | Valve | Ball
1001 | 253-PS | GRA-PFCC-1 | 003492 | 253-PFCC-1 | Grapeland Power Factor Correction Capacitor Bank 1 | Capacitor Bank | Power Factor Correction
1001 | 253-PS | GRA-PFCC-2 | 003493 | 253-PFCC-2 | Grapeland Power Factor Correction Capacitor Bank 2 | Capacitor Bank | Power Factor Correction
1001 | 253-PS | GRA-PIT-601 | 003494 | 253-PIT-601 | Grapeland Station Suction Indicating Transmitter | Transmitter | Pressure
1001 | 253-PS | GRA-PIT-602 | 003495 | 253-PIT-602 | Grapeland Units Suction Indicating Transmitter | Transmitter | Pressure
1001 | 253-PS | GRA-PIT-603 | 003496 | 253-PIT-603 | Grapeland Station Discharge Indicating Transmitter | Transmitter | Pressure
1001 | 253-PS | GRA-PIT-604 | 003497 | 253-PIT-604 | Grapeland Station Case Indicating Transmitter | Transmitter | Pressure
1001 | 253-PS | GRA-PIT-607 | 003498 | 253-PIT-607 | Grapeland Sump Discharge Indicating Transmitter | Transmitter | Pressure
1001 | 253-PS | GRA-PIT-608 | 003499 | 253-PIT-608 | Grapeland Transfer Pump Discharge Indicating Transmitter | Transmitter | Pressure
1001 | 253-PS | GRA-PIT-611 | 003500 | 253-PIT-611 | Grapeland Unit #1 Discharge Indicating Transmitter | Transmitter | Pressure
1001 | 253-PS | GRA-PIT-621 | 003501 | 253-PIT-621 | Grapeland Unit #2 Discharge Indicating Transmitter | Transmitter | Pressure
1001 | 253-PS | GRA-PSV-641 | 003502 | 253-PSV-641 | Grapeland Transfer Pump Thermal Relief | Thermal Relief
1001 | 253-PS | GRA-PSV-643 | 003503 | 253-PSV-643 | Grapeland Mainline Unit Loop Thermal Relief | Thermal Relief
1001 | 253-PS | GRA-PT-601A | 003504 | 253-PT-601A | Grapeland Station Suction Transmitter | Transmitter | Pressure
1001 | 253-PS | GRA-PT-603A | 003505 | 253-PT-603A | Grapeland Station Discharge Transmitter | Transmitter | Pressure
1001 | 253-PS | GRA-PU1-Pump | 003506 | 253-PU1 | Grapeland Mainline Pump Unit 1 | Pump | Horizontal-Centrifugal
1001 | 253-PS | GRA-PU2-Pump | 003507 | 253-PU2 | Grapeland Mainline Pump Unit 2 | Pump | Horizontal-Centrifugal
1001 | 253-PS | GRA-PV603 | 003508 | 253-PV603 | Control Valve Model 2760 | Valve | Ball
1001 | 253-PS | GRA-SP-101 | 003509 | 253-SP-101 | Sump Pump | Pump | Vertical Can-Sump
1001 | 253-PS | GRA-ST-101 | 003510 | 253-ST-101 | Grapeland Sump Tank | Tank | Sump
1001 | 253-PS | GRA-STR-101 | 003511 | 253-STR-101 | Grapeland Strainer | Strainer
1001 | 253-PS | GRA-SV104 | 003512 | 253-SV104 | Grapeland Alternate Discharge Equalization Line Solenoid Valve | Valve | Solenoid
1001 | 253-PS | GRA-SV107 | 003513 | 253-SV107 | Grapeland Primary Suction Equalization Line Solenoid Valve | Valve | Solenoid
1001 | 253-PS | GRA-T52 | 003514 | 253-T52 | Grapeland 480V Transformer Breaker | Breaker | Medium Voltage
1001 | 253-PS | GRA-TP-101 | 003515 | 253-TP-101 | Transfer Pump | Pump | Positive Displacement
1001 | 253-PS | GRA-TR-1 | 003516 | 253-TR-1 | Grapeland Unit #1 Thermal Relief | Thermal Relief
1001 | 253-PS | GRA-TR-101 | 003517 | 253-TR-101 | Grapeland 4160V/480V Pad Mount Transformer | Transformer
1001 | 253-PS | GRA-TR-2 | 003518 | 253-TR-2 | Grapeland Unit #2 Thermal Relief | Thermal Relief
1001 | 253-PS | GRA-TT-701 | 003519 | 253-TT-701 | Grapeland Station Inlet Product Temperature | Transmitter | Temperature
1001 | 253-PS | GRA-TT-702 | 003520 | 253-TT-702 | Grapeland Station Outlet Product Temperature | Transmitter | Temperature
1001 | 253-PS | GRA-TT-704 | 003521 | 253-TT-704 | Grapeland Ground Temperature | Transmitter | Temperature
1001 | 253-PS | GRA-TT-707 | 003522 | 253-TT-707 | Grapeland Electrical Room Temperature | Transmitter | Temperature
1001 | 253-PS | GRA-V142 | 003523 | 253-V152 | Grapeland Unit 1 VFD Breaker | Breaker | Medium Voltage
1001 | 253-PS | GRA-V242 | 003524 | 253-V242 | Grapeland Unit 2 VFD Breaker | Breaker | Medium Voltage
1001 | 253-PS | GRA-V52 | 003525 | 253-V52 | Grapeland VFD Feeder Breaker | Breaker | Medium Voltage
1001 | 253-PS | GRA-VFD-100 | 003526 | 253-VFD-100 | Grapeland Robicon Variable Frequency Drive | Variable Frequency Drive
1001 | 253-PS | GRA-VFD-CT | 003527 | 253-VFD-CT | Grapeland Robicon Variable Frequency Drive Cooling Tower | Variable Frequency Drive
1001 | 253-PS | GRA-VT-810 | 003528 | 253-VT-810 | Grapeland Unit #1 Outboard Vibration Transmitter | Transmitter | Vibration
1001 | 253-PS | GRA-VT-813 | 003529 | 253-VT-813 | Grapeland Unit #1 Inboard Vibration Transmitter | Transmitter | Vibration
1001 | 253-PS | GRA-VT-820 | 003530 | 253-VT-820 | Grapeland Unit #2 Outboard Vibration Transmitter | Transmitter | Vibration
1001 | 253-PS | GRA-VT-823 | 003531 | 253-VT-823 | Grapeland Unit #2 Inboard Vibration Transmitter | Transmitter | Vibration
1001 | 253-PS | GRA-ZS-301 | 003532 | 253-ZS-301 | Grapeland Pigsig 1 | Sphere Detector
1001 | 253-PS | GRA-ZS-302 | 003533 | 253-ZS-302 | Grapeland Pigsig 2 | Sphere Detector
1001 | 253-PS | GRA-ZS-303 | 003534 | 253-ZS-303 | Grapeland Pigsig 3 | Sphere Detector
1001 | 253-PS | GRA-ZS-304 | 003535 | 253-ZS-304 | Grapeland Pigsig 4 | Sphere Detector
1007 | 254-PS | ROS-Generic | 003536 | 254-Generic | Generic Equipment | Generic
1007 | 255-TF | ARL-Generic | 003537 | 255-Generic | Generic Equipment | Generic
1002 | 256-PS | PAL-50 | 003538 | 256-50 | Sump Pump Discharge Check Valve | Valve
1002 | 256-PS | PAL-502 | 003539 | 256-502 | Station Mainline Block Valve | Valve | Gate
1002 | 256-PS | PAL-504 | 003540 | 256-504 | Station Suction Valve | Valve
1002 | 256-PS | PAL-505 | 003541 | 256-505 | Station Discharge Valve | Valve
1002 | 256-PS | PAL-506 | 003542 | 256-506 | Station Alternate Suction Valve | Valve
1002 | 256-PS | PAL-507 | 003543 | 256-507 | Station Alternate Discharge Valve | Valve
1002 | 256-PS | PAL-51 | 003544 | 256-51 | Injection Point Check Valve | Valve
1002 | 256-PS | PAL-510 | 003545 | 256-510 | Pump Unit 1 Suction Valve | Valve
1002 | 256-PS | PAL-511 | 003546 | 256-511 | Pump Unit 1 Discharge Valve | Valve
1002 | 256-PS | PAL-520 | 003547 | 256-52 | Mainline Sphere Relief Check Valve At Second Flow Tee | Valve
1002 | 256-PS | PAL-521 | 003548 | 256-520 | Pump Unit 2 Suction Valve | Valve
1002 | 256-PS | PAL-530 | 003549 | 256-521 | Pump Unit 2 Discharge Valve | Valve
1002 | 256-PS | PAL-531 | 003550 | 256-530 | Pump Unit 3 Suction Valve | Valve
1002 | 256-PS | PAL-A10 | 003551 | 256-531 | Pump Unit 3 Discharge Valve | Valve
1002 | 256-PS | PAL-A11 | 003552 | 256-A10 | Sump Pump Discharge Valve | Valve
1002 | 256-PS | PAL-A12 | 003553 | 256-A11 | Transmix Tank Shell Valve | Valve
1002 | 256-PS | PAL-A13 | 003554 | 256-A12 | Transfer Pump Suction Valve | Valve
1002 | 256-PS | PAL-A14 | 003555 | 256-A13 | Transmix Tank Shell Valve To Vac Truck | Valve
1002 | 256-PS | PAL-A15 | 003556 | 256-A14 | Transfer Pump Discharge Valve | Valve
1002 | 256-PS | PAL-A16 | 003557 | 256-A15 | Injection Point Valve | Valve
1002 | 256-PS | PAL-A17 | 003558 | 256-A16 | Pump Unit 1 Drain Valve | Valve
1002 | 256-PS | PAL-A18 | 003559 | 256-A17 | Pump Unit 2 Drain Valve | Valve
1002 | 256-PS | PAL-AC-1 | 003560 | 256-A18 | Pump Unit 3 Drain Valve | Valve
1002 | 256-PS | PAL-AC-2 | 003561 | 256-AC-1 | Shop AC | HVAC
1002 | 256-PS | PAL-BP1 | 003562 | 256-AC-2 | Control Room AC | HVAC
1002 | 256-PS | PAL-BP2 | 003563 | 256-BP1 | Mainline Check Valve Past First Flow Tee | Valve
1002 | 256-PS | PAL-BS-1 | 003564 | 256-BP2 | Mainline Check Valve Past Second Flow Tee | Valve
1002 | 256-PS | PAL-C52 | 003565 | 256-BS-1 | 24VDC Battery System | Battery Charger | 24VDC
1002 | 256-PS | PAL-DRA | 003566 | 256-DRA | DRA Injection System | DRA Injection System
1002 | 256-PS | PAL-Generic | 003567 | 256-Generic | Generic Equipment | Generic
1002 | 256-PS | PAL-HP-101 | 003568 | 256-HP-101 | Hydraulic Pump | Pump | Variable Volume
1002 | 256-PS | PAL-HP-102 | 003569 | 256-HP-102 | Hydraulic Pump | Pump | Variable Volume
1002 | 256-PS | PAL-LSH-501 | 003570 | 256-LSH-501 | Station Transmix Tank Level Switch High | Switch | Level
1002 | 256-PS | PAL-LSH-510 | 003571 | 256-LSH-510 | Pump Unit 1 Seal Pot Level Switch High | Switch | Level
1002 | 256-PS | PAL-LSH-520 | 003572 | 256-LSH-520 | Pump Unit 2 Seal Pot Level Switch High | Switch | Level
1002 | 256-PS | PAL-LSH-530 | 003573 | 256-LSH-530 | Pump Unit 3 Seal Pot Level Switch High | Switch | Level
1002 | 256-PS | PAL-LSHH-502 | 003574 | 256-LSHH-502 | Station Sump Tank Level Switch High high | Switch | Level
1002 | 256-PS | PAL-LT-501 | 003575 | 256-LT-501 | Station Transmix Tank Level Transmitter | Transmitter | Level
1002 | 256-PS | PAL-LT-502 | 003576 | 256-LT-502 | Station Sump Tank Level Transmitter | Transmitter | Level
1002 | 256-PS | PAL-P1 | 003577 | 256-P1 | Pump Unit 1 Check Valve | Valve
1002 | 256-PS | PAL-P2 | 003578 | 256-P2 | Pump U nit 2 Check Valve | Valve
1002 | 256-PS | PAL-P3 | 003579 | 256-P3 | Pump Unit 3 Check Valve | Valve
1002 | 256-PS | PAL-PCV607 | 003580 | 256-PCV607 | Station Pressure Control Valve | Valve
1002 | 256-PS | PAL-PSH-602 | 003581 | 256-PSH-602 | Transfer Pump Discharge Pressure Switch High | Switch | Pressure
1002 | 256-PS | PAL-PSH-606 | 003582 | 256-PSH-606 | Pump Unit 1 Case Pressure Switch High | Switch | Pressure
1002 | 256-PS | PAL-PSH-608 | 003583 | 256-PSH-608 | Pump Unit 2 Case Pressure Swith High | Switch | Pressure
1002 | 256-PS | PAL-PSH-610 | 003584 | 256-PSH-610 | Pump Unit 3 Case Pressure Switch High | Switch | Pressure
1002 | 256-PS | PAL-PSHH-612 | 003585 | 256-PSHH-612 | Station Discharge Pressure Switch High High | Switch | Pressure
1002 | 256-PS | PAL-PSL-604 | 003586 | 256-PSL-604 | Station Suction Pressure Switch Low | Switch | Pressure
1002 | 256-PS | PAL-PSL-605 | 003587 | 256-PSL-605 | Pump Unit 1 Suction Pressure Switch Low | Switch | Pressure
1002 | 256-PS | PAL-PSL-607 | 003588 | 256-PSL-607 | Pump Unit 2 Suction Pressure Switch Low | Switch | Pressure
1002 | 256-PS | PAL-PSL-609 | 003589 | 256-PSL-609 | Pump Unit 3 Suction Pressure Switch Low | Switch | Pressure
1002 | 256-PS | PAL-PSLL-614 | 003590 | 256-PSLL-614 | Hydraulic Pressure Switch Low Low | Switch | Pressure
1002 | 256-PS | PAL-PT-601 | 003591 | 256-PT-601 | Station Suction Pressure Transmitter | Transmitter | Pressure
1002 | 256-PS | PAL-PT-602 | 003592 | 256-PT-602 | Station Units Suction Pressure Transmitter | Transmitter | Pressure
1002 | 256-PS | PAL-PT-609 | 003593 | 256-PT-609 | Station Case Pressure Transmitter | Transmitter | Pressure
1002 | 256-PS | PAL-PT-612 | 003594 | 256-PT-612 | Station Discharge Pressure Transmitter | Transmitter | Pressure
1002 | 256-PS | PAL-PU1-Pump | 003595 | 256-PU-1 | Station Pump Unit 1 | Pump | Horizontal-Centrifugal
1002 | 256-PS | PAL-PU2-Pump | 003596 | 256-PU-2 | Station Pump Unit 2 | Pump | Horizontal-Centrifugal
1002 | 256-PS | PAL-PU3-Pump | 003597 | 256-PU-3 | Station Pump Unit 3 | Pump | Horizontal-Centrifugal
1002 | 256-PS | PAL-SD1 | 003598 | 256-SD1 | Station Discharge Check Valve Past Control Valve | Valve
1002 | 256-PS | PAL-SP-101 Pump | 003599 | 256-SP-101 | Sump Pump | Pump | Vertical Can-Sump
1002 | 256-PS | PAL-ST-501 | 003600 | 256-ST-501 | Palestine Sump Tank | Tank | Sump
1002 | 256-PS | PAL-STR-101 | 003601 | 256-STR-101 | Station Strainer | Strainer
1002 | 256-PS | PAL-TP-101 | 003602 | 256-TP-101 | Transfer Pump | Pump | Positive Displacement
1002 | 256-PS | PAL-TR-101 | 003603 | 256-TR-101 | Station Mainline Unit Loop Thermal Relief | Thermal Relief
1002 | 256-PS | PAL-TR-102 | 003604 | 256-TR-102 | Station Discharge Thermal Relief | Thermal Relief
1002 | 256-PS | PAL-TR-103 | 003605 | 256-TR-103 | Station Transfer Pump Thermal Relief | Thermal Relief
1002 | 256-PS | PAL-TR-104 | 003606 | 256-TR-104 | Pump Unit 1 Thermal Relief | Thermal Relief
1002 | 256-PS | PAL-TR-105 | 003607 | 256-TR-105 | Pump Unit 2 Thermal Relief | Thermal Relief
1002 | 256-PS | PAL-TR-106 | 003608 | 256-TR-106 | Pump Unit 3 Thermal Relief | Thermal Relief
1002 | 256-PS | PAL-U10 | 003609 | 256-U10 | Station Fill Valve | Valve
1002 | 256-PS | PAL-U11 | 003610 | 256-U11 | Mainline Drain Valve | Valve
1002 | 256-PS | PAL-U12 | 003611 | 256-U12 | Alternate Discharge Line Drain Valve | Valve
1002 | 256-PS | PAL-U13 | 003612 | 256-U13 | Station Strainer Drain Valve | Valve
1002 | 256-PS | PAL-U14 | 003613 | 256-U14 | Pump Unit 1 Suction Side Drain Valve | Valve
1002 | 256-PS | PAL-U15 | 003614 | 256-U15 | Pump Unit 1 Discharge Side Drain Valve | Valve
1002 | 256-PS | PAL-U16 | 003615 | 256-U16 | Pump Unit 2 Suction Side Drain Valve | Valve
1002 | 256-PS | PAL-U17 | 003616 | 256-U17 | Pump Unit 2 Discharge Side Drain Valve | Valve
1002 | 256-PS | PAL-U18 | 003617 | 256-U18 | Pump Unit 1 Fill Valve | Valve
1002 | 256-PS | PAL-U19 | 003618 | 256-U19 | Pump Unit 2 Fill Valve | Valve
1002 | 256-PS | PAL-U20 | 003619 | 256-U20 | Discharge Loop Drain Valve | Valve
1002 | 256-PS | PAL-U21 | 003620 | 256-U21 | Sump Tank Shell Valve | Valve
1002 | 256-PS | PAL-U22 | 003621 | 256-U22 | Mainline Discharge Sample Valve | Valve
1002 | 256-PS | PAL-U23 | 003622 | 256-U23 | Mainline Valve Next to U-22 Blinded Off | Valve
1002 | 256-PS | PAL-U24 | 003623 | 256-U24 | Pump Unit 3 Suction Side Drain Valve | Valve
1002 | 256-PS | PAL-U25 | 003624 | 256-U25 | Pump Unit 3 Discharge Side Drain Valve | Valve
1002 | 256-PS | PAL-U26 | 003625 | 256-U26 | Pump Unit 3 Fill Valve | Valve
1002 | 256-PS | PAL-VT-101 | 003626 | 256-VT-101 | Pump Unit 1 Vibration Transmitter | Transmitter | Vibration
1002 | 256-PS | PAL-VT-102 | 003627 | 256-VT-102 | Pump Unit 2 Vibration Transmitter | Transmitter | Vibration
1002 | 256-PS | PAL-VT-103 | 003628 | 256-VT-103 | Pump Unit 3 Vibration Transmitter | Transmitter | Vibration
1002 | 256-PS | PAL-ZS-301 | 003629 | 256-ZS-301 | Pig Sig 1 | Sphere Detector
1002 | 256-PS | PAL-ZS-302 | 003630 | 256-ZS-302 | Pig Sig 2 | Sphere Detector
1002 | 256-PS | PAL-ZS-303 | 003631 | 256-ZS-303 | Pig Sig 3 | Sphere Detector
1002 | 256-PS | PAL-ZS-304 | 003632 | 256-ZS-304 | Pig Sig 4 | Sphere Detector
1002 | 258-PS | MAB-142 | 003633 | 258-152 | Mabank Unit 1 Bypass Breaker | Breaker | Medium Voltage
1002 | 258-PS | MAB-202 | 003634 | 258-202 | Station Block Valve | Valve | Ball
1002 | 258-PS | MAB-203 | 003635 | 258-203 | Transmix Tank to Transfer Pump | Valve | Ball
1002 | 258-PS | MAB-204 | 003636 | 258-204 | Primary Suction Valve | Valve | Ball
1002 | 258-PS | MAB-205 | 003637 | 258-205 | Primary Discharge Valve | Valve | Ball
1002 | 258-PS | MAB-206 | 003638 | 258-206 | Alternate Suction Valve | Valve | Ball
1002 | 258-PS | MAB-207 | 003639 | 258-207 | Alternate Discharge Valve | Valve | Ball
1002 | 258-PS | MAB-209 | 003640 | 258-209 | Transfer Pump to Station Header | Valve | Ball
1002 | 258-PS | MAB-210 | 003641 | 258-210 | Suction - Pump #1 | Valve | Ball
1002 | 258-PS | MAB-211 | 003642 | 258-211 | Discharge - Pump #1 | Valve | Ball
1002 | 258-PS | MAB-220 | 003643 | 258-220 | Suction - Pump #2 | Valve | Ball
1002 | 258-PS | MAB-221 | 003644 | 258-221 | Discharge - Pump #2 | Valve | Ball
1002 | 258-PS | MAB-242 | 003645 | 258-242 | Mabank Unit 2 Bypass Breaker | Breaker | Medium Voltage
1002 | 258-PS | MAB-AC-1 | 003646 | 258-AC-1 | Mabank Control Room Air Conditioner/Heater | HVAC
1002 | 258-PS | MAB-AC-2 | 003647 | 258-AC-2 | Mabank Electrical Room Air Conditioner/Heater | HVAC
1002 | 258-PS | MAB-AE921 | 003648 | 258-AE921 | Mabank Vapor Monitor #1 | Transmitter | Hazardous Atmosphere
1002 | 258-PS | MAB-AE922 | 003649 | 258-AE922 | Mabank Vapor Monitor #2 | Transmitter | Hazardous Atmosphere
1002 | 258-PS | MAB-AE923 | 003650 | 258-AE923 | Mabank Vapor Monitor #3 | Transmitter | Hazardous Atmosphere
1002 | 258-PS | MAB-AE924 | 003651 | 258-AE924 | Mabank Vapor Monitor #4 | Transmitter | Hazardous Atmosphere
1002 | 258-PS | MAB-B01 | 003652 | 258-B01 | Main Line Station Inlet | Valve | Gate
1002 | 258-PS | MAB-B02 | 003653 | 258-B02 | Main Line Drain Valve | Valve | Ball
1002 | 258-PS | MAB-B03 | 003654 | 258-B03 | Isolation to Future Densitometer | Valve | Ball
1002 | 258-PS | MAB-B04 | 003655 | 258-B04 | Isolation for Station Fill Line | Valve | Ball
1002 | 258-PS | MAB-B05 | 003656 | 258-B05 | Manifold Drain Valve | Valve | Ball
1002 | 258-PS | MAB-B06 | 003657 | 258-B06 | Strainer STR-101 Drain Valve | Valve | Ball
1002 | 258-PS | MAB-B07 | 003658 | 258-B07 | Pump #1 Piping Fill Valve | Valve | Ball
1002 | 258-PS | MAB-B08 | 003659 | 258-B08 | Pump #1 Piping Drain Valve | Valve | Ball
1002 | 258-PS | MAB-B09 | 003660 | 258-B09 | Pump #1 Seal Drain Valve | Valve | Ball
1002 | 258-PS | MAB-B10 | 003661 | 258-B10 | Pump #1 Piping Drain Valve | Valve | Ball
1002 | 258-PS | MAB-B12 | 003662 | 258-B12 | Pump #2 Piping Fill Valve | Valve | Ball
1002 | 258-PS | MAB-B13 | 003663 | 258-B13 | Pump #2 Piping Drain Valve | Valve | Ball
1002 | 258-PS | MAB-B14 | 003664 | 258-B14 | Pump #2 Seal Drain Valve | Valve | Ball
1002 | 258-PS | MAB-B15 | 003665 | 258-B15 | Pump #2 Piping Drain Valve | Valve | Ball
1002 | 258-PS | MAB-B17 | 003666 | 258-B17 | Manifold Drain Valve | Valve | Ball
1002 | 258-PS | MAB-B19 | 003667 | 258-B19 | Manifold Drain Valve | Valve | Ball
1002 | 258-PS | MAB-B21 | 003668 | 258-B21 | Main Line Drain Valve | Valve | Ball
1002 | 258-PS | MAB-B23 | 003669 | 258-B23 | Isolation Valve for PCV-640 | Valve | Ball
1002 | 258-PS | MAB-B24 | 003670 | 258-B24 | Isolation Valve for PCV-640 | Valve | Ball
1002 | 258-PS | MAB-B26 | 003671 | 258-B26 | Main Line Drain Valve | Valve | Ball
1002 | 258-PS | MAB-B27 | 003672 | 258-B27 | Main Line Station Outlet | Valve | Gate
1002 | 258-PS | MAB-B32 | 003673 | 258-B32 | Sump Tank Drain Inlet Valve | Valve | Ball
1002 | 258-PS | MAB-B33 | 003674 | 258-B33 | Sump Pump Discharge Isolation Valve | Valve | Ball
1002 | 258-PS | MAB-B35 | 003675 | 258-B35 | Truck Loading Isolation Valve | Valve | Ball
1002 | 258-PS | MAB-B36 | 003676 | 258-B36 | Transmix Tank By-Pass Valve | Valve | Ball
1002 | 258-PS | MAB-B37 | 003677 | 258-B37 | Transmix Tank Inlet Valve | Valve | Ball
1002 | 258-PS | MAB-B38 | 003678 | 258-B38 | Transmix Tank Water Draw | Valve | Ball
1002 | 258-PS | MAB-B39 | 003679 | 258-B39 | Transfer Pump Suction Isolation Valve | Valve | Ball
1002 | 258-PS | MAB-B40 | 003680 | 258-B40 | Transfer Pump Discharge Isolation Valve | Valve | Ball
1002 | 258-PS | MAB-B42 | 003681 | 258-B42 | Isolation Valve for FSH-402 | Valve | Ball
1002 | 258-PS | MAB-B43 | 003682 | 258-B43 | FSH-402 By-Pass Valve | Valve | Ball
1002 | 258-PS | MAB-B44 | 003683 | 258-B44 | Isolation Valve for FSH-402 | Valve | Ball
1002 | 258-PS | MAB-B46 | 003684 | 258-B46 | Transmix Tank Containment Area Drain Valve | Valve | Gate
1002 | 258-PS | MAB-B47 | 003685 | 258-B47 | Transmix Tank Containment Area Drain Valve | Valve | Gate
1002 | 258-PS | MAB-B48 | 003686 | 258-B48 | Transmix Tank Future Return Connection | Valve | Ball
1002 | 258-PS | MAB-BS | 003687 | 258-BS | Mabank 24 VDC Battery System/Charger | Battery Charger | 24VDC
1002 | 258-PS | MAB-C11 | 003688 | 258-C11 | Main Line Pump #1 Piping Check Valve | Valve | Swing Check
1002 | 258-PS | MAB-C16 | 003689 | 258-C16 | Main Line Pump #2 Piping Check Valve | Valve | Swing Check
1002 | 258-PS | MAB-C18 | 003690 | 258-C18 | Manifold Piping Check Valve | Valve | Swing Check
1002 | 258-PS | MAB-C20 | 003691 | 258-C20 | Main Line Piping Check Valve | Valve | Swing Check
1002 | 258-PS | MAB-C22 | 003692 | 258-C22 | Manifold Piping Check Valve | Valve | Swing Check
1002 | 258-PS | MAB-C25 | 003693 | 258-C25 | Main Line Piping Check Valve | Valve | Swing Check
1002 | 258-PS | MAB-C28 | 003694 | 258-C28 | Seal Drain Backflow Prevention | Valve | Swing Check
1002 | 258-PS | MAB-C29 | 003695 | 258-C29 | Sample Drain Backflow Prevention | Valve | Swing Check
1002 | 258-PS | MAB-C30 | 003696 | 258-C30 | Sample Drain Backflow Prevention | Valve | Swing Check
1002 | 258-PS | MAB-C31 | 003697 | 258-C31 | Transmix Return @ Main Line Check Valve | Valve | Swing Check
1002 | 258-PS | MAB-C34 | 003698 | 258-C34 | Sump Pump Discharge Check Valve | Valve | Swing Check
1002 | 258-PS | MAB-C41 | 003699 | 258-C41 | Transfer Pump Discharge Check Valve | Valve | Swing Check
1002 | 258-PS | MAB-C45 | 003700 | 258-C45 | Sample Drain Backflow Prevention | Valve | Swing Check
1002 | 258-PS | MAB-DRA | 003701 | 258-DRA | DRA Injection System | DRA Injection System
1002 | 258-PS | MAB-FSH-402 | 003702 | 258-FSH-402 | Mabank Transmix Injection Line Flow Switch | Switch | Flow
1002 | 258-PS | MAB-GENSET | 003703 | 258-GENSET | Mabank Back-Up Generator | Generator
1002 | 258-PS | MAB-LIT-502 | 003704 | 258-LIT-502 | Mabank Sump Level Indicating Transmitter | Transmitter | Level
1002 | 258-PS | MAB-LSHH-501 | 003705 | 258-LSHH-501 | Mabank Sump Tank Level HI HI Switch | Switch | Level
1002 | 258-PS | MAB-LSHH-503 | 003706 | 258-LSHH-504 | Mabank Transmix Tank Level Hi Hi | Switch | Level
1002 | 258-PS | MAB-LT-504 | 003707 | 258-LT-504 | Mabank Transmix Tank Level Transmitter | Transmitter | Level
1002 | 258-PS | MAB-M52 | 003708 | 258-M52 | Mabank Station 4160V Main Breaker | Breaker | Medium Voltage
1002 | 258-PS | MAB-MCC-201 | 003709 | 258-MCC-201 | Mabank Motor Control Center | Motor Control Center
1002 | 258-PS | MAB-PCV640 | 003710 | 258-PCV640 | Pressure Control Valve Model V260 | Valve | Ball
1002 | 258-PS | MAB-PFCC-1 | 003711 | 258-PFCC-1 | Mabank Power Factor Correction Capacitor Bank 1 | Capacitor Bank | Power Factor Correction
1002 | 258-PS | MAB-PFCC-2 | 003712 | 258-PFCC-2 | Mabank Power Factor Correction Capacitor Bank 2 | Capacitor Bank | Power Factor Correction
1002 | 258-PS | MAB-PIT-601 | 003713 | 258-PIT-601 | Mabank Station Suction Indicating Transmitter | Transmitter | Pressure
1002 | 258-PS | MAB-PIT-602 | 003714 | 258-PIT-602 | Mabank Units Suction Indicating Transmitter | Transmitter | Pressure
1002 | 258-PS | MAB-PIT-603 | 003715 | 258-PIT-603 | Mabank Station Discharge Indicating Transmitter | Transmitter | Pressure
1002 | 258-PS | MAB-PIT-604 | 003716 | 258-PIT-604 | Mabank Station Case Indicating Transmitter | Transmitter | Pressure
1002 | 258-PS | MAB-PIT-607 | 003717 | 258-PIT-607 | Mabank Sump Discharge Indicating Transmitter | Transmitter | Pressure
1002 | 258-PS | MAB-PIT-608 | 003718 | 258-PIT-608 | Mabank Transfer Pump Discharge Indicating Transmitter | Transmitter | Pressure
1002 | 258-PS | MAB-PIT-611 | 003719 | 258-PIT-611 | Mabank Unit #1 Discharge Indicating Transmitter | Transmitter | Pressure
1002 | 258-PS | MAB-PIT-621 | 003720 | 258-PIT-621 | Mabank Unit #2 Discharge Indicating Transmitter | Transmitter | Pressure
1002 | 258-PS | MAB-PSV-641 | 003721 | 258-PSV-641 | Mabank Transfer Pump Thermal Relief | Thermal Relief
1002 | 258-PS | MAB-PSV-643 | 003722 | 258-PSV-643 | Mabank Mainline Unit Loop Thermal Relief | Thermal Relief
1002 | 258-PS | MAB-PT-601A | 003723 | 258-PT-601A | Mabank Station Suction Transmitter | Transmitter | Pressure
1002 | 258-PS | MAB-PT-603A | 003724 | 258-PT-603A | Mabank Station Discharge Transmitter | Transmitter | Pressure
1002 | 258-PS | MAB-PU1-Pump | 003725 | 258-PU1 | Mabank Mainline Pump Unit 1 | Pump | Horizontal-Centrifugal
1002 | 258-PS | MAB-PU2-Pump | 003726 | 258-PU2 | Mabank Mainline Pump Unit 2 | Pump | Horizontal-Centrifugal
1002 | 258-PS | MAB-PV603 | 003727 | 258-PV603 | Control Valve Model 2760 | Valve | Ball
1002 | 258-PS | MAB-SP-101 | 003728 | 258-SP-101 | Sump Pump | Pump | Vertical Can-Sump
1002 | 258-PS | MAB-ST-101 | 003729 | 258-ST-101 | Mabank Sump Tank | Tank | Sump
1002 | 258-PS | MAB-STR-101 | 003730 | 258-STR-101 | Mabank Strainer | Strainer
1002 | 258-PS | MAB-SV104 | 003731 | 258-SV104 | Mabank Alternate Discharge Equalization Line Solenoid Valve | Valve | Solenoid
1002 | 258-PS | MAB-SV107 | 003732 | 258-SV107 | Mabank Primary Suction Equalization Line Solenoid Valve | Valve | Solenoid
1002 | 258-PS | MAB-T52 | 003733 | 258-T52 | Mabank 480V Transformer Breaker | Breaker | Medium Voltage
1002 | 258-PS | MAB-TP-101 | 003734 | 258-TP-101 | Transfer Pump | Pump | Positive Displacement
1002 | 258-PS | MAB-TR-1 | 003735 | 258-TR-1 | Mabank Unit #1 Thermal Relief | Thermal Relief
1002 | 258-PS | MAB-TR-101 | 003736 | 258-TR-101 | Mabank 4160V/480V Pad Mount Transformer | Transformer
1002 | 258-PS | MAB-TR-2 | 003737 | 258-TR-2 | Mabank Unit #2 Thermal Relief | Thermal Relief
1002 | 258-PS | MAB-TT-701 | 003738 | 258-TT-701 | Mabank Station Inlet Product Temperature | Transmitter | Temperature
1002 | 258-PS | MAB-TT-702 | 003739 | 258-TT-702 | Mabank Station Outlet Product Temperature | Transmitter | Temperature
1002 | 258-PS | MAB-TT-704 | 003740 | 258-TT-704 | Mabank Ground Temperature | Transmitter | Temperature
1002 | 258-PS | MAB-TT-707 | 003741 | 258-TT-707 | Mabank Electrical Room Temperature | Transmitter | Temperature
1002 | 258-PS | MAB-V142 | 003742 | 258-V152 | Mabank Unit 1 VFD Breaker | Breaker | Medium Voltage
1002 | 258-PS | MAB-V242 | 003743 | 258-V242 | Mabank Unit 2 VFD Breaker | Breaker | Medium Voltage
1002 | 258-PS | MAB-V52 | 003744 | 258-V52 | Mabank VFD Feeder Breaker | Breaker | Medium Voltage
1002 | 258-PS | MAB-VFD-100 | 003745 | 258-VFD-100 | Mabank Robicon Variable Frequency Drive | Variable Frequency Drive
1002 | 258-PS | MAB-VFD-CT | 003746 | 258-VFD-CT | Mabank Robicon Variable Frequency Drive Cooling Tower | Variable Frequency Drive
1002 | 258-PS | MAB-VT-810 | 003747 | 258-VT-810 | Mabank Unit #1 Outboard Vibration Transmitter | Transmitter | Vibration
1002 | 258-PS | MAB-VT-813 | 003748 | 258-VT-813 | Mabank Unit #1 Inboard Vibration Transmitter | Transmitter | Vibration
1002 | 258-PS | MAB-VT-820 | 003749 | 258-VT-820 | Mabank Unit #2 Outboard Vibration Transmitter | Transmitter | Vibration
1002 | 258-PS | MAB-VT-823 | 003750 | 258-VT-823 | Mabank Unit #2 Inboard Vibration Transmitter | Transmitter | Vibration
1002 | 258-PS | MAB-ZS-301 | 003751 | 258-ZS-301 | Mabank Pigsig 1 | Sphere Detector
1002 | 258-PS | MAB-ZS-302 | 003752 | 258-ZS-302 | Mabank Pigsig 2 | Sphere Detector
1002 | 258-PS | MAB-ZS-303 | 003753 | 258-ZS-303 | Mabank Pigsig 3 | Sphere Detector
1002 | 258-PS | MAB-ZS-304 | 003754 | 258-ZS-304 | Mabank Pigsig 4 | Sphere Detector
1002 | 260-TF | GVL-120 | 003755 | 260-120 | Station PU-7 Suction Valve | Valve
1002 | 260-TF | GVL-121 | 003756 | 260-121 | Station PU-7 Discharge Valve | Valve
1002 | 260-TF | GVL-12-FLSHR | 003757 | 260-12-FLSHR | 12" Flasher | On-Line Instrumentation | Flasher
1002 | 260-TF | GVL-130 | 003758 | 260-130 | Station PU-8 Suction Valve | Valve
1002 | 260-TF | GVL-131 | 003759 | 260-131 | Station PU-8 Discharge Valve | Valve
1002 | 260-TF | GVL-28-FLSHR | 003760 | 260-28-FLSHR | 28" Flasher | On-Line Instrumentation | Flasher
1002 | 260-TF | GVL-701 | 003761 | 260-701 | Station Bypass Valve | Valve
1002 | 260-TF | GVL-710 | 003762 | 260-710 | Station PU-1 Suction Valve | Valve
1002 | 260-TF | GVL-711 | 003763 | 260-711 | Station PU-1 Discharge Valve | Valve
1002 | 260-TF | GVL-720 | 003764 | 260-720 | Station PU-2 Suction Valve | Valve
1002 | 260-TF | GVL-721 | 003765 | 260-721 | Station PU-2 Discharge Valve | Valve
1002 | 260-TF | GVL-730 | 003766 | 260-730 | Station PU-3 Suction Valve | Valve
1002 | 260-TF | GVL-731 | 003767 | 260-731 | Station PU-3 Discharge Valve | Valve
1002 | 260-TF | GVL-A10 | 003768 | 260-A10 | Station PU-7 Pump/Seal Pot Drain Valve | Valve
1002 | 260-TF | GVL-A11 | 003769 | 260-A11 | Station PU-8 Pump/Seal Pot Drain Valve | Valve
1002 | 260-TF | GVL-A12 | 003770 | 260-A12 | Station 12" Launcher Drain Valve | Valve
1002 | 260-TF | GVL-A16 | 003771 | 260-A16 | Meter Run 18 Piping Drain Valve | Valve
1002 | 260-TF | GVL-A17 | 003772 | 260-A17 | Meter Run 10 Piping Drain Valve | Valve
1002 | 260-TF | GVL-A18 | 003773 | 260-A18 | 34" Prover Discharge Side Drain Valve Top Of Line To PD Pump | Valve
1002 | 260-TF | GVL-A21 | 003774 | 260-A21 | Station Sump Pump Discharge Valve | Valve
1002 | 260-TF | GVL-A23 | 003775 | 260-A23 | Station Breakout Tank 222 4" Transfer Valve | Valve
1002 | 260-TF | GVL-A24 | 003776 | 260-A24 | Station Breakout Tank 222 Water Draw Valve at 4" Line | Valve
1002 | 260-TF | GVL-A25 | 003777 | 260-A25 | Station Breakout Tank 223 4" Transfer Valve | Valve
1002 | 260-TF | GVL-A26 | 003778 | 260-A26 | Station Breakout Tank 223 Water Draw Valve at 4" Line | Valve
1002 | 260-TF | GVL-A27 | 003779 | 260-A27 | Station Breakout Tank 225 4" Transfer Valve | Valve
1002 | 260-TF | GVL-A28 | 003780 | 260-A28 | Station Breakout Tank 225 Water Draw Valve at 4" Line | Valve
1002 | 260-TF | GVL-A29 | 003781 | 260-A29 | Station Breakout Tank 224 4" Transfer Valve | Valve
1002 | 260-TF | GVL-A30 | 003782 | 260-A30 | Station Breakout Tank 224 Water Draw Valve at 4" Line | Valve
1002 | 260-TF | GVL-A31 | 003783 | 260-A31 | Station Breakout Tank 221 4" Transfer Valve | Valve
1002 | 260-TF | GVL-A32 | 003784 | 260-A32 | Station Breakout Tank 221 Water Draw Valve at 4" Line | Valve
1002 | 260-TF | GVL-A33 | 003785 | 260-A33 | Station Breakout Tank 220 4" Transfer Valve | Valve
1002 | 260-TF | GVL-A34 | 003786 | 260-A34 | Station Breakout Tank 220 Water Draw Valve at 4" Line | Valve
1002 | 260-TF | GVL-A35 | 003787 | 260-A35 | Station Breakout Tank 231 4" Transfer Valve | Valve
1002 | 260-TF | GVL-A36 | 003788 | 260-A36 | Station Breakout Tank 231 Water Draw Valve at 4" Line | Valve
1002 | 260-TF | GVL-A37 | 003789 | 260-A37 | Station Breakout Tank 230 4" Transfer Valve | Valve
1002 | 260-TF | GVL-A38 | 003790 | 260-A38 | Station Breakout Tank 230 Water Draw Valve at 4" Line | Valve
1002 | 260-TF | GVL-A39 | 003791 | 260-A39 | Station Breakout Tank 234 4" Transfer Valve | Valve
1002 | 260-TF | GVL-A40 | 003792 | 260-A40 | Station Breakout Tank 234 Water Draw Valve at 4" Line | Valve
1002 | 260-TF | GVL-A41 | 003793 | 260-A41 | Station Breakout Tank 233 4" Transfer Valve | Valve
1002 | 260-TF | GVL-A42 | 003794 | 260-A42 | Station Breakout Tank 233 Water Draw Valve at 4" Line | Valve
1002 | 260-TF | GVL-A43 | 003795 | 260-A43 | Station Breakout Tank 232 4" Transfer Valve | Valve
1002 | 260-TF | GVL-A44 | 003796 | 260-A44 | Station Breakout Tank 232 Water Draw Valve at 4" Line | Valve
1002 | 260-TF | GVL-A45 | 003797 | 260-A45 | Station Breakout Tank 235 4" Transfer Valve | Valve
1002 | 260-TF | GVL-A46 | 003798 | 260-A46 | Station Breakout Tank 235 Water Draw Valve at 4" Line | Valve
1002 | 260-TF | GVL-A49 | 003799 | 260-A49 | Station Breakout Tank 250 4" Transfer Valve | Valve
1002 | 260-TF | GVL-A50 | 003800 | 260-A50 | Station Breakout Tank 250 Water Draw Valve at 4" Line | Valve
1002 | 260-TF | GVL-A51 | 003801 | 260-A51 | Station Breakout Tank 251 4" Transfer Valve | Valve
1002 | 260-TF | GVL-A52 | 003802 | 260-A52 | Station Breakout Tank 251 Water Draw Valve at 4" Line | Valve
1002 | 260-TF | GVL-A57 | 003803 | 260-A57 | Station Breakout Tank 270 4" Transfer Valve | Valve
1002 | 260-TF | GVL-A58 | 003804 | 260-A58 | Station Breakout Tank 270 Water Draw Valve at 4" Line | Valve
1002 | 260-TF | GVL-A59 | 003805 | 260-A59 | Missing | Valve
1002 | 260-TF | GVL-A60 | 003806 | 260-A60 | Station Transfer Pump Suction Valve From Prover | Valve
1002 | 260-TF | GVL-A61 | 003807 | 260-A61 | Station Transfer Pump Suction Valve From 4" Line | Valve
1002 | 260-TF | GVL-A62 | 003808 | 260-A62 | Station Breakout Tank 290 Inlet Valve From Sump Pump | Valve
1002 | 260-TF | GVL-A63 | 003809 | 260-A63 | Station AG 260-RV-103 Inlet Valve | Valve
1002 | 260-TF | GVL-A64 | 003810 | 260-A64 | Station AG 260-RV-103 Outlet Valve | Valve
1002 | 260-TF | GVL-A65 | 003811 | 260-A65 | Station AG 260-RV-102 Inlet Valve | Valve
1002 | 260-TF | GVL-A66 | 003812 | 260-A66 | Station AG 260-RV-102 Outlet Valve | Valve
1002 | 260-TF | GVL-A67 | 003813 | 260-A67 | Station AG 260-RV-101 Inlet Valve | Valve
1002 | 260-TF | GVL-A68 | 003814 | 260-A68 | Station AG 260-RV-101 Outlet Valve | Valve
1002 | 260-TF | GVL-A70 | 003815 | 260-A70 | Station Breakout Tank 222 Water Draw Valve at Tank | Valve
1002 | 260-TF | GVL-A71 | 003816 | 260-A71 | Station Breakout Tank 225 Water Draw Valve at Tank | Valve
1002 | 260-TF | GVL-A72 | 003817 | 260-A72 | Station Breakout Tank 221 Water Draw Valve at Tank | Valve
1002 | 260-TF | GVL-A73 | 003818 | 260-A73 | Station Breakout Tank 223 Water Draw Valve at Tank | Valve
1002 | 260-TF | GVL-A74 | 003819 | 260-A74 | Station Breakout Tank 224 Water Draw Valve at Tank | Valve
1002 | 260-TF | GVL-A75 | 003820 | 260-A75 | Station Breakout Tank 220 Water Draw Valve at Tank | Valve
1002 | 260-TF | GVL-A76 | 003821 | 260-A76 | Station Breakout Tank 231 Water Draw Valve at Tank | Valve
1002 | 260-TF | GVL-A77 | 003822 | 260-A77 | Station Breakout Tank 234 Water Draw Valve at Tank | Valve
1002 | 260-TF | GVL-A78 | 003823 | 260-A78 | Station Breakout Tank 232 Water Draw Valve at Tank | Valve
1002 | 260-TF | GVL-A79 | 003824 | 260-A79 | Station Breakout Tank 230 Water Draw Valve at Tank | Valve
1002 | 260-TF | GVL-A80 | 003825 | 260-A80 | Station Breakout Tank 233 Water Draw Valve at Tank | Valve
1002 | 260-TF | GVL-A81 | 003826 | 260-A81 | Station Breakout Tank 235 Water Draw Valve at Tank | Valve
1002 | 260-TF | GVL-A82 | 003827 | 260-A82 | Missing | Valve
1002 | 260-TF | GVL-A83 | 003828 | 260-A83 | Station Breakout Tank 250 Water Draw Valve at Tank | Valve
1002 | 260-TF | GVL-A84 | 003829 | 260-A84 | Station Breakout Tank 251 Water Draw Valve at Tank | Valve
1002 | 260-TF | GVL-A87 | 003830 | 260-A87 | Station Breakout Tank 270 Water Draw Valve at Tank | Valve
1002 | 260-TF | GVL-A88 | 003831 | 260-A88 | Station Breakout Tank 290 Water Draw Valve at Tank | Valve
1002 | 260-TF | GVL-A89 | 003832 | 260-A89 | Station Injection Pump Discharge Valve to Prover | Valve
1002 | 260-TF | GVL-A90 | 003833 | 260-A90 | Station Injection Pump Discharge Valve To 4" | Valve
1002 | 260-TF | GVL-A91 | 003834 | 260-A91 | 34" Prover Camelback Drain Valve | Valve
1002 | 260-TF | GVL-A92 | 003835 | 260-A92 | Station 28" Mainline Launcher Drain Valve | Valve
1002 | 260-TF | GVL-A93 | 003836 | 260-A93 | Station 28" Mainline Receiver Drain Valve | Valve
1002 | 260-TF | GVL-A94 | 003837 | 260-A94 | Station PU-2 Pump/Seal Pot Drain Valve | Valve
1002 | 260-TF | GVL-AC-1 | 003838 | 260-AC-1 | Greenville Air Conditioner | HVAC
1002 | 260-TF | GVL-B101 | 003839 | 260-B101 | Station Incoming Valve at Strainer | Valve
1002 | 260-TF | GVL-BP101 | 003840 | 260-BP101 | Station Meter 18 Prover Inlet Valve | Valve
1002 | 260-TF | GVL-BP102 | 003841 | 260-BP102 | Station Meter 18 Prover Bypass Valve | Valve
1002 | 260-TF | GVL-BP103 | 003842 | 260-BP103 | Meter 18 Prover Inlet Valve | Valve
1002 | 260-TF | GVL-BP104 | 003843 | 260-BP104 | Meter 12 Prover Outlet Valve | Valve
1002 | 260-TF | GVL-BP105 | 003844 | 260-BP105 | Meter 12 Prover Inlet Valve | Valve
1002 | 260-TF | GVL-BP106 | 003845 | 260-BP106 | Meter 12 Prover Bypass Valve | Valve
1002 | 260-TF | GVL-BP107 | 003846 | 260-BP107 | Station Meter 10 Prover Bypass Valve | Valve
1002 | 260-TF | GVL-BP108 | 003847 | 260-BP108 | Meter 18 Prover Outlet Valve | Valve
1002 | 260-TF | GVL-BP109 | 003848 | 260-BP109 | Station Meter 18 Prover Outlet Valve | Valve
1002 | 260-TF | GVL-BPU-5 Pump | 003849 | 260-BP-5 | Station Lateral Line Booster Pump 5 | Pump | Vertical Can-Booster
1002 | 260-TF | GVL-BS-1 | 003850 | 260-BS-1 | 24VDC Battery System | Battery Charger | 24VDC
1002 | 260-TF | GVL-BS-2 | 003851 | 260-BS-2 | 12VDC Battery System | Battery Charger | 12VDC
1002 | 260-TF | GVL-C101 | 003852 | 260-C101 | Station 30 Series Delivery Manifold Check Valve at M-142 | Valve
1002 | 260-TF | GVL-C102 | 003853 | 260-C102 | Station 30 Series Delivery Manifold Check Valve at M-138 | Valve
1002 | 260-TF | GVL-C103 | 003854 | 260-C103 | Station 50/70 Series Delivery Manifold Check Valve at M-143 | Valve
1002 | 260-TF | GVL-C104 | 003855 | 260-C104 | Station 20 Series Delivery Manifold Check Valve at M-139 | Valve
1002 | 260-TF | GVL-C105 | 003856 | 260-C105 | Station 30 Series Fill Manifold Check Valve at M-136 | Valve
1002 | 260-TF | GVL-C106 | 003857 | 260-C106 | Station 30 Series Fill Manifold Check Valve at M-134 | Valve
1002 | 260-TF | GVL-C107 | 003858 | 260-C107 | Station 20 Series Fill Manifold Check Valve at M-137 | Valve
1002 | 260-TF | GVL-C108 | 003859 | 260-C108 | Station 50/70 Series Fill Manifold Check Valve at M-135 | Valve
1002 | 260-TF | GVL-C109 | 003860 | 260-C109 | Station Delivery Line to TAC Check Valve at M-145 | Valve
1002 | 260-TF | GVL-CU1 | 003861 | 260-CU1 | Missing | Valve
1002 | 260-TF | GVL-DRA-12 | 003862 | 260-DRA-12 | 12" DRA Injection System | DRA Injection System
1002 | 260-TF | GVL-DRA-28 | 003863 | 260-DRA-28 | 28" DRA Injection System | DRA Injection System
1002 | 260-TF | GVL-DT-301 | 003864 | 260-DT-301 | In Station Density Transmitter | Transmitter | Density
1002 | 260-TF | GVL-DT-302 | 003865 | 260-DT-302 | Out Station Density Transmitter | Transmitter | Density
1002 | 260-TF | GVL-DT-303 | 003866 | 260-DT-303 | Station 12" Density Transmitter | Transmitter | Density
1002 | 260-TF | GVL-FCV401 | 003867 | 260-FCV401 | Station Tankage Control Valve | Valve
1002 | 260-TF | GVL-FCV402 | 003868 | 260-FCV402 | Station Mainline Control Valve | Valve
1002 | 260-TF | GVL-FCV404 | 003869 | 260-FCV404 | Station 12" Control Valve | Valve
1002 | 260-TF | GVL-FL-1 | 003870 | 260-FL-1 | Floodlight Between 50/70 and 30 Series Manifold | Floodlight
1002 | 260-TF | GVL-FL-10 | 003871 | 260-FL-10 | Floodlight By Fire Water Pumps | Floodlight
1002 | 260-TF | GVL-FL-11 | 003872 | 260-FL-11 | Flood Light East Side of Launcher and Receiver | Floodlight
1002 | 260-TF | GVL-FL-12 | 003873 | 260-FL-12 | Floodlight West Side of PU-1 | Floodlight
1002 | 260-TF | GVL-FL-13 | 003874 | 260-FL-13 | Floodlight West Side of Bypass Control Valve | Floodlight
1002 | 260-TF | GVL-FL-2 | 003875 | 260-FL-2 | Floodlight By Manifold Transfer Pump | Floodlight
1002 | 260-TF | GVL-FL-20 | 003876 | 260-FL-20 | Floodlight East Side of Tank 220 | Floodlight
1002 | 260-TF | GVL-FL-21 | 003877 | 260-FL-21 | Floodlight Southwest Side of Tank 221 | Floodlight
1002 | 260-TF | GVL-FL-22 | 003878 | 260-FL-22 | Floodlight Northwest Side of Tank 221 | Floodlight
1002 | 260-TF | GVL-FL-23 | 003879 | 260-FL-23 | Floodlight East Side of Tank 221 | Floodlight
1002 | 260-TF | GVL-FL-24 | 003880 | 260-FL-24 | Floodlight Southeast Side of Tank 224 | Floodlight
1002 | 260-TF | GVL-FL-25 | 003881 | 260-FL-25 | Floodlight Northeast Side of Tank 224 | Floodlight
1002 | 260-TF | GVL-FL-26 | 003882 | 260-FL-26 | Floodlight Northwest Side of Tank 224 | Floodlight
1002 | 260-TF | GVL-FL-27 | 003883 | 260-FL-27 | Floodlight West Side of Tank 231 | Floodlight
1002 | 260-TF | GVL-FL-28 | 003884 | 260-FL-28 | Floodlight West Side of Tank 230 | Floodlight
1002 | 260-TF | GVL-FL-29 | 003885 | 260-FL-29 | Floodlight West Side of Tank 234 | Floodlight
1002 | 260-TF | GVL-FL-3 | 003886 | 260-FL-3 | Floodlight By Sample Building | Floodlight
1002 | 260-TF | GVL-FL-30 | 003887 | 260-FL-30 | Floodlight Southeast Side of Tank 233 | Floodlight
1002 | 260-TF | GVL-FL-31 | 003888 | 260-FL-31 | Floodlight Northeast Side of Tank 234 | Floodlight
1002 | 260-TF | GVL-FL-32 | 003889 | 260-FL-32 | Floodlight Northwest Side od Tank 232 | Floodlight
1002 | 260-TF | GVL-FL-33 | 003890 | 260-FL-33 | Floodlight East of Tank 251 | Floodlight
1002 | 260-TF | GVL-FL-34 | 003891 | 260-FL-34 | Floodlight East of Tank 250 | Floodlight
1002 | 260-TF | GVL-FL-35 | 003892 | 260-FL-35 | Floodlight Northeast of Tank 250 | Floodlight
1002 | 260-TF | GVL-FL-36 | 003893 | 260-FL-36 | Floodlight Southwest of Tank 250 | Floodlight
1002 | 260-TF | GVL-FL-37 | 003894 | 260-FL-37 | Floodlight Northwest of Tank 250 | Floodlight
1002 | 260-TF | GVL-FL-38 | 003895 | 260-FL-38 | Floodlight Southeast of Tank 270 | Floodlight
1002 | 260-TF | GVL-FL-39 | 003896 | 260-FL-39 | Floodlight East of Tank 290 | Floodlight
1002 | 260-TF | GVL-FL-4 | 003897 | 260-FL-4 | Floodlight by Firehouse | Floodlight
1002 | 260-TF | GVL-FL-5 | 003898 | 260-FL-5 | Floodlight North Side of Office | Floodlight
1002 | 260-TF | GVL-FL-6 | 003899 | 260-FL-6 | Floodlight By Lab Building | Floodlight
1002 | 260-TF | GVL-FL-7 | 003900 | 260-FL-7 | Floodlight Northwest Side of Operators Building | Floodlight
1002 | 260-TF | GVL-FL-8 | 003901 | 260-FL-8 | Floodlight West Side of PU-8 | Floodlight
1002 | 260-TF | GVL-FL-9 | 003902 | 260-FL-9 | Floodlight East Side of PU-7 | Floodlight
1002 | 260-TF | GVL-Generic | 003903 | 260-Generic | Generic Equipment | Generic
1002 | 260-TF | GVL-HP-101 | 003904 | 260-HP-101 | Hydraulic Pump | Pump | Variable Volume
1002 | 260-TF | GVL-HP-102 | 003905 | 260-HP-102 | Hydraulic Pump | Pump | Variable Volume
1002 | 260-TF | GVL-HT1 | 003906 | 260-HT1 | Haze Tracker | On-Line Instrumentation | Haze Tracker
1002 | 260-TF | GVL-LSH-554 | 003907 | 260-LSH-554 | Station PU-7 Seal Pot Level Switch High | Switch | Level
1002 | 260-TF | GVL-LSH-555 | 003908 | 260-LSH-555 | Station PU-8 Seal Pot Level Switch High | Switch | Level
1002 | 260-TF | GVL-LSH-556 | 003909 | 260-LSH-556 | Station PU-2 Seal Pot Level Switch High | Switch | Level
1002 | 260-TF | GVL-LSH-557 | 003910 | 260-LSH-557 | Station PU-1 Seal Pot Level Switch High | Switch | Level
1002 | 260-TF | GVL-LSH-558 | 003911 | 260-LSH-558 | Station PU-3 Seal Pot Level Switch High | Switch | Level
1002 | 260-TF | GVL-LSHH-520 | 003912 | 260-LSHH-520 | Station Breakout Tank 220 Level Switch High High | Switch | Level
1002 | 260-TF | GVL-LSHH-521 | 003913 | 260-LSHH-521 | Station Breakout Tank 221 Level Switch High High | Switch | Level
1002 | 260-TF | GVL-LSHH-522 | 003914 | 260-LSHH-522 | Station Breakout Tank 222 Level Switch High High | Switch | Level
1002 | 260-TF | GVL-LSHH-523 | 003915 | 260-LSHH-523 | Station Breakout Tank 223 Level Switch High High | Switch | Level
1002 | 260-TF | GVL-LSHH-524 | 003916 | 260-LSHH-524 | Station Breakout Tank 224 Level Switch High High | Switch | Level
1002 | 260-TF | GVL-LSHH-525 | 003917 | 260-LSHH-525 | Station Breakout Tank 225 Level Switch High High | Switch | Level
1002 | 260-TF | GVL-LSHH-530 | 003918 | 260-LSHH-530 | Station Breakout Tank 230 Level Switch High High | Switch | Level
1002 | 260-TF | GVL-LSHH-531 | 003919 | 260-LSHH-531 | Station Breakout Tank 231 Level Switch High High | Switch | Level
1002 | 260-TF | GVL-LSHH-532 | 003920 | 260-LSHH-532 | Station Breakout Tank 232 Level Switch High High | Switch | Level
1002 | 260-TF | GVL-LSHH-533 | 003921 | 260-LSHH-533 | Station Breakout Tank 233 Level Switch High High | Switch | Level
1002 | 260-TF | GVL-LSHH-534 | 003922 | 260-LSHH-534 | Station Breakout Tank 234 Level Switch High High | Switch | Level
1002 | 260-TF | GVL-LSHH-535 | 003923 | 260-LSHH-535 | Station Breakout Tank 235 Level Switch High High | Switch | Level
1002 | 260-TF | GVL-LSHH-550 | 003924 | 260-LSHH-550 | Station Breakout Tank 250 Level Switch High High | Switch | Level
1002 | 260-TF | GVL-LSHH-551 | 003925 | 260-LSHH-551 | Station Breakout Tank 251 Level Switch High High | Switch | Level
1002 | 260-TF | GVL-LSHH-570 | 003926 | 260-LSHH-570 | Station Breakout Tank 270 Level Switch High High | Switch | Level
1002 | 260-TF | GVL-LSHH-590 | 003927 | 260-LSHH-590 | Station Breakout Tank 290 Level Switch High High | Switch | Level
1002 | 260-TF | GVL-LT-501 | 003928 | 260-LT-501 | Station Breakout Tank 220 Level Transmitter | Transmitter | Level
1002 | 260-TF | GVL-LT-502 | 003929 | 260-LT-502 | Station Breakout Tank 221 Level Transmitter | Transmitter | Level
1002 | 260-TF | GVL-LT-503 | 003930 | 260-LT-503 | Station Breakout Tank 222 Level Transmitter | Transmitter | Level
1002 | 260-TF | GVL-LT-504 | 003931 | 260-LT-504 | Station Breakout Tank 223 Level Transmitter | Transmitter | Level
1002 | 260-TF | GVL-LT-505 | 003932 | 260-LT-505 | Station Breakout Tank 224 Lev el Transmitter | Transmitter | Level
1002 | 260-TF | GVL-LT-506 | 003933 | 260-LT-506 | Station Breakout Tank 225 Level Transmitter | Transmitter | Level
1002 | 260-TF | GVL-LT-507 | 003934 | 260-LT-507 | Station Breakout Tank 230 Level Transmitter | Transmitter | Level
1002 | 260-TF | GVL-LT-508 | 003935 | 260-Lt-508 | Station Breakout Tank 231 Level Transmitter | Transmitter | Level
1002 | 260-TF | GVL-LT-509 | 003936 | 260-LT-509 | Station Breakout Tank 232 Level Transmitter | Transmitter | Level
1002 | 260-TF | GVL-LT-510 | 003937 | 260-LT-510 | Station Breakout Tank 233 Level Transmitter | Transmitter | Level
1002 | 260-TF | GVL-LT-511 | 003938 | 260-LT-511 | Station Breakout Tank 234 Level Transmitter | Transmitter | Level
1002 | 260-TF | GVL-LT-512 | 003939 | 260-LT-512 | Station Breakout Tank 235 Level Transmitter | Transmitter | Level
1002 | 260-TF | GVL-LT-513 | 003940 | 260-LT-513 | Station Breakout Tank 250 Level Transmitter | Transmitter | Level
1002 | 260-TF | GVL-LT-514 | 003941 | 260-LT-514 | Station Breakout Tank 251 Level Transmitter | Transmitter | Level
1002 | 260-TF | GVL-LT-515 | 003942 | 260-LT-515 | Station Breakout Tank 270 Level Transmitter | Transmitter | Level
1002 | 260-TF | GVL-LT-552 | 003943 | 260-LT-552 | Station Sump Tank Level Transmitter | Transmitter | Level
1002 | 260-TF | GVL-LT-590 | 003944 | 260-LT-590 | Station Breakout Tank 290 Level Transmitter | Transmitter | Level
1002 | 260-TF | GVL-M101 | 003945 | 260-M101 | Station Breakout Tank 221 Manifold Fill Valve | Valve
1002 | 260-TF | GVL-M102 | 003946 | 260-M102 | Station Breakout Tank 220 Mainfold Fill Valve | Valve
1002 | 260-TF | GVL-M103 | 003947 | 260-M103 | Station Breakout Tank 225 Manifold Fill Valve | Valve
1002 | 260-TF | GVL-M104 | 003948 | 260-M104 | Station Breakout Tank 224 Manifold Fill Valve | Valve
1002 | 260-TF | GVL-M105 | 003949 | 260-M105 | Station Breakout Tank 222 Manifold Fill Valve | Valve
1002 | 260-TF | GVL-M106 | 003950 | 260-M106 | Station Breakout Tank 223 Manifold Fill Valve | Valve
1002 | 260-TF | GVL-M107 | 003951 | 260-M107 | Station Breakout Tank 231 Manifold Fill Valve | Valve
1002 | 260-TF | GVL-M108 | 003952 | 260-M108 | Station Breakout Tank 230 Manifold Fill Valve | Valve
1002 | 260-TF | GVL-M109 | 003953 | 260-M109 | Station Breakout Tank 234 Manifold Fill Valve | Valve
1002 | 260-TF | GVL-M110 | 003954 | 260-M110 | Station Breakout Tank 233 Manifold Fill Valve | Valve
1002 | 260-TF | GVL-M111 | 003955 | 260-M111 | Station Breakout Tank 232 Manifold Fill Valve | Valve
1002 | 260-TF | GVL-M112 | 003956 | 260-M112 | Station Breakout Tank 235 Manifold Fill Valve | Valve
1002 | 260-TF | GVL-M114 | 003957 | 260-M114 | Station Breakout Tank 250 Manifold Fill Valve | Valve
1002 | 260-TF | GVL-M115 | 003958 | 260-M115 | Station Breakout Tank 223 Suction Valve | Valve
1002 | 260-TF | GVL-M116 | 003959 | 260-M116 | Station Breakout Tank 222 Suction Valve | Valve
1002 | 260-TF | GVL-M117 | 003960 | 260-M117 | Station Breakout Tank 224 Suction Valve | Valve
1002 | 260-TF | GVL-M118 | 003961 | 260-M118 | Station Breakout Tank 225 Suction Valve | Valve
1002 | 260-TF | GVL-M119 | 003962 | 260-M119 | Station Breakout Tank 220 Suction Valve | Valve
1002 | 260-TF | GVL-M120 | 003963 | 260-M120 | Station Breakout Tank 221 Suction Valve | Valve
1002 | 260-TF | GVL-M121 | 003964 | 260-M121 | Station Breakout Tank 231 Suction Valve | Valve
1002 | 260-TF | GVL-M122 | 003965 | 260-M122 | Station Breakout Tank 230 Suction Valve | Valve
1002 | 260-TF | GVL-M123 | 003966 | 260-M123 | Station Breakout Tank 234 Suction Valve | Valve
1002 | 260-TF | GVL-M124 | 003967 | 260-M124 | Station Breakout Tank 233 Suction Valve | Valve
1002 | 260-TF | GVL-M125 | 003968 | 260-M125 | Station Breakout Tank 232 Suction Valve | Valve
1002 | 260-TF | GVL-M126 | 003969 | 260-M126 | Station Breakout Tank 235 Suction Valve | Valve
1002 | 260-TF | GVL-M128 | 003970 | 260-M128 | Station Breakout Tank 250 Suction Valve | Valve
1002 | 260-TF | GVL-M129 | 003971 | 260-M129 | Station Breakout Tank 251 Suction Valve | Valve
1002 | 260-TF | GVL-M130 | 003972 | 260-M130 | Station Breakout Tank 251 Manifold Fill Valve | Valve
1002 | 260-TF | GVL-M133 | 003973 | 260-M133 | Station Breakout Tank 270 Manifold Fill Valve | Valve
1002 | 260-TF | GVL-M134 | 003974 | 260-M134 | Station Manifold Tanks 230, 231 and 234 Fill Header Valve | Valve
1002 | 260-TF | GVL-M135 | 003975 | 260-M135 | Station Manifold Tanks 250, 251 and 270 Fill Header Valve | Valve
1002 | 260-TF | GVL-M136 | 003976 | 260-M136 | Station Manifold Tanks 232, 233 and 235 Fill Header Valve | Valve
1002 | 260-TF | GVL-M137 | 003977 | 260-M137 | Station Manifold 20 Series Tanks Fill Header Valve | Valve
1002 | 260-TF | GVL-M138 | 003978 | 260-M138 | Station Manifold Tanks 232, 233 and 235 Suction Header Valve | Valve
1002 | 260-TF | GVL-M139 | 003979 | 260-M139 | Station 20 Series Suction Manifold Valve | Valve
1002 | 260-TF | GVL-M142 | 003980 | 260-M142 | Station Manifold Tanks 230, 231 And 234 Suction Header Valve | Valve
1002 | 260-TF | GVL-M143 | 003981 | 260-M143 | Station Manifold Tanks 250, 251 and 270 Suction Header Valve | Valve
1002 | 260-TF | GVL-M144 | 003982 | 260-M144 | Station Breakout Tank 270 Suction Valve | Valve
1002 | 260-TF | GVL-MTR-10 | 003983 | 260-MTR-10 | Tankage Flow Meter | Flow Meter | Turbine
1002 | 260-TF | GVL-MTR-12 | 003984 | 260-MTR-12 | 12" line Flow Meter | Flow Meter | Turbine
1002 | 260-TF | GVL-MTR-18 | 003985 | 260-MTR-18 | Station Bypass Flow Meter | Flow Meter | Turbine
1002 | 260-TF | GVL-P2 | 003986 | 260-P2 | Station PU-7 Check Valve | Valve
1002 | 260-TF | GVL-P3 | 003987 | 260-P3 | Station PU-8 Check Valve | Valve
1002 | 260-TF | GVL-P4 | 003988 | 260-P4 | Station PU-2 Check Valve | Valve
1002 | 260-TF | GVL-P5 | 003989 | 260-P5 | Station PU-1 Check Valve | Valve
1002 | 260-TF | GVL-P6 | 003990 | 260-P6 | Station PU-3 Check Vlave | Valve
1002 | 260-TF | GVL-PRV101 | 003991 | 260-PRV101 | Anderson Relief Valve for Tankage Line | Valve | Surge Relief
1002 | 260-TF | GVL-PRV102 | 003992 | 260-PRV102 | Anderson Greenwod Relief Valve for Tankage Line | Valve | Surge Relief
1002 | 260-TF | GVL-PRV103 | 003993 | 260-PRV103 | Anderson Greenwood Relief Valve for Tankage Line | Valve | Surge Relief
1002 | 260-TF | GVL-PRV104 | 003994 | 260-PRV104 | Mainline Incoming Brodie Relief Valve | Valve | Surge Relief
1002 | 260-TF | GVL-PRV105 | 003995 | 260-PRV105 | Mainline Incoming Brodie Relief Valve | Valve | Surge Relief
1002 | 260-TF | GVL-PSH-601 | 003996 | 260-PSH-601 | Station Transfer Pump Discharge Pressure Switch High | Switch | Pressure
1002 | 260-TF | GVL-PSH-615 | 003997 | 260-PSH-615 | Station PU-7 Case Pressure Switch High | Switch | Pressure
1002 | 260-TF | GVL-PSH-617 | 003998 | 260-PSH-617 | Station PU-8 Case Pressure Switch High | Switch | Pressure
1002 | 260-TF | GVL-PSH-620 | 003999 | 260-PSH-620 | Station 12" Discharge Pressure Switch High | Switch | Pressure
1002 | 260-TF | GVL-PSH-626 | 004000 | 260-PSH-626 | Station Mainline Case Pressure Switch High | Switch | Pressure
1002 | 260-TF | GVL-PSH-627 | 004001 | 260-PSH-627 | Station PU-2 Case Pressure Switch High | Switch | Pressure
1002 | 260-TF | GVL-PSH-629 | 004002 | 260-PSH-629 | Station PU-1 Case Pressure Switch High | Switch | Pressure
1002 | 260-TF | GVL-PSH-631 | 004003 | 260-PSH-631 | Station PU-3 Case Pressure Switch High | Switch | Pressure
1002 | 260-TF | GVL-PSH-632 | 004004 | 260-PSH-632 | Station 12" Case Pressure Switch High | Switch | Pressure
1002 | 260-TF | GVL-PSHH-620 | 004005 | 260-PSHH-620 | Station 12" Discharge Pressure Switch High High | Switch | Pressure
1002 | 260-TF | GVL-PSHH-625 | 004006 | 260-PSHH-625 | Station Mainline Discharge Pressure Switch High High | Switch | Pressure
1002 | 260-TF | GVL-PSL-614 | 004007 | 260-PSL-614 | Station PU-7 Suction Pressure Switch Low | Switch | Pressure
1002 | 260-TF | GVL-PSL-616 | 004008 | 260-PSL-616 | Station PU-8 Suction Pressure Switch Low | Switch | Pressure
1002 | 260-TF | GVL-PSL-628 | 004009 | 260-PSL-628 | Station PU-1 Suction Pressure Switch Low | Switch | Pressure
1002 | 260-TF | GVL-PSL-630 | 004010 | 260-PSL-630 | Station PU-3 Suction Pressure Switch Low | Switch | Pressure
1002 | 260-TF | GVL-PSLL-627 | 004011 | 260-PSLL-627 | Hydraulic Pressure Switch Low Low | Switch | Pressure
1002 | 260-TF | GVL-PT-604 | 004012 | 260-PT-604 | Station Meter 18 Pressure Transmitter | Transmitter | Pressure
1002 | 260-TF | GVL-PT-604A | 004013 | 260-PT-604A | Station Mainline Units Suction Pressure Transmitter | Transmitter | Pressure
1002 | 260-TF | GVL-PT-606 | 004014 | 260-PT-606 | Station Tankage Meter Back Pressure Transmitter | Transmitter | Pressure
1002 | 260-TF | GVL-PT-608 | 004015 | 260-PT-608 | Station 12" Meter Pressure Transmitter | Transmitter | Pressure
1002 | 260-TF | GVL-PT-608A | 004016 | 260-PT-608A | Station 12" Units Suction Pressure Transmitter | Transmitter | Pressure
1002 | 260-TF | GVL-PT-618 | 004017 | 260-PT-618 | Station 12" Case Pressure Transmitter | Transmitter | Pressure
1002 | 260-TF | GVL-PT-620 | 004018 | 260-PT-620 | Station 12" Discharge Pressure Transmitter | Transmitter | Pressure
1002 | 260-TF | GVL-PT-621 | 004019 | 260-PT-621 | Station Incoming Pressure Transmitter | Transmitter | Pressure
1002 | 260-TF | GVL-PT-623 | 004020 | 260-PT-623 | Station Mainline Case Pressure Transmitter | Transmitter | Pressure
1002 | 260-TF | GVL-PT-625 | 004021 | 260-PT-625 | Station Mainline Discharge Pressure Transmitter | Transmitter | Pressure
1002 | 260-TF | GVL-PU1-Pump | 004022 | 260-PU-1 | Station Mainline Pump Unit 1 | Pump | Horizontal-Centrifugal
1002 | 260-TF | GVL-PU2-Pump | 004023 | 260-PU-2 | Station Mainline Pump Unit 2 | Pump | Horizontal-Centrifugal
1002 | 260-TF | GVL-PU3-Pump | 004024 | 260-PU-3 | Station Mainline Pump Unit 3 | Pump | Horizontal-Centrifugal
1002 | 260-TF | GVL-PU7-Pump | 004025 | 260-PU-7 | Station Lateral Line Pump Unit 7 | Pump | Horizontal-Centrifugal
1002 | 260-TF | GVL-PU8-Pump | 004026 | 260-PU-8 | Station Lateral Line Pump Unit 8 | Pump | Horizontal-Centrifugal
1002 | 260-TF | GVL-S101 | 004027 | 260-S101 | Station 12" Launcher Block Valve | Valve | Gate
1002 | 260-TF | GVL-S102 | 004028 | 260-S102 | Station 12" Launcher Bypass Valve | Valve | Gate
1002 | 260-TF | GVL-S103 | 004029 | 260-S103 | Station 12" Launcher Inlet Valve | Valve | Gate
1002 | 260-TF | GVL-S701 | 004030 | 260-S701 | Station 28" Receiver Block Valve | Valve | Gate
1002 | 260-TF | GVL-S702 | 004031 | 260-S702 | Station 28" Launcher Block Valve | Valve | Gate
1002 | 260-TF | GVL-S703 | 004032 | 260-S703 | Station 28" Receiver Bypass Valve | Valve | Gate
1002 | 260-TF | GVL-S704 | 004033 | 260-S704 | Station 28" Launcher Bypass Valve | Valve | Gate
1002 | 260-TF | GVL-S705 | 004034 | 260-S705 | Station 28" Receiver Outlet Valve | Valve | Gate
1002 | 260-TF | GVL-S706 | 004035 | 260-S706 | Station 28" Launcher Inlet Valve | Valve | Gate
1002 | 260-TF | GVL-SD1 | 004036 | 260-SD1 | Station 12" Discharge Check Valve | Valve
1002 | 260-TF | GVL-SD3 | 004037 | 260-SD3 | Station Mainline Discharge Check Valve | Valve
1002 | 260-TF | GVL-SP-101 Pump | 004038 | 260-SP-101 | Sump Pump | Pump | Vertical Can-Sump
1002 | 260-TF | GVL-SRH-404 | 004039 | 260-SRH-404 | Station 12" Process Controller | Process Controller | PID
1002 | 260-TF | GVL-ST-551 | 004040 | 260-ST-551 | Greenville Sump Tank | Tank | Sump
1002 | 260-TF | GVL-STR-101 | 004041 | 260-STR-101 | Station Incoming Meters Strainer | Strainer
1002 | 260-TF | GVL-T101 | 004042 | 260-T101 | Station Breakout Tank 220 Shell Valve | Valve
1002 | 260-TF | GVL-T102 | 004043 | 260-T102 | Station Breakout Tank 221 Shell Valve | Valve
1002 | 260-TF | GVL-T103 | 004044 | 260-T103 | Station Breakout Tank 222 Shell Valve | Valve
1002 | 260-TF | GVL-T104 | 004045 | 260-T104 | Station Breakout Tank 223 Shell Valve | Valve
1002 | 260-TF | GVL-T105 | 004046 | 260-T105 | Station Breakout Tank 224 Shell Valve | Valve
1002 | 260-TF | GVL-T106 | 004047 | 260-T106 | Station Breakout Tank 225 Shell Valve | Valve
1002 | 260-TF | GVL-T108 | 004048 | 260-T108 | Station Breakout Tank 230 Shell Valve | Valve
1002 | 260-TF | GVL-T109 | 004049 | 260-T109 | Station Breakout Tank 231 Shell Valve | Valve
1002 | 260-TF | GVL-T110 | 004050 | 260-T110 | Station Breakout Tank 232 Shell Valve | Valve
1002 | 260-TF | GVL-T111 | 004051 | 260-T111 | Station Breakout Tank 233 Shell Valve | Valve
1002 | 260-TF | GVL-T112 | 004052 | 260-T112 | Station Breakout Tank 234 Shell Valve | Valve
1002 | 260-TF | GVL-T113 | 004053 | 260-T113 | Station Breakout Tank 235 Shell Valve | Valve
1002 | 260-TF | GVL-T114 | 004054 | 260-T114 | Station Breakout Tank 250 Shell Valve | Valve
1002 | 260-TF | GVL-T115 | 004055 | 260-T115 | Station Breakout Tank 251 Shell Valve | Valve
1002 | 260-TF | GVL-T116 | 004056 | 260-T116 | Station Breakout Tank 270 Shell Valve | Valve
1002 | 260-TF | GVL-T119 | 004057 | 260-T119 | Station Transmix Tank 290 Shell Valve | Valve
1002 | 260-TF | GVL-T120 | 004058 | 260-T120 | Station Breakout Tank 250 Side Alternate Shell Valve | Valve
1002 | 260-TF | GVL-T121 | 004059 | 260-T121 | Station Breakout Tank 251 Side Alternate Shell Valve | Valve
1002 | 260-TF | GVL-TK-H2O | 004060 | 260-TK-H2O | Greenville Water Tank | Tank | Water
1002 | 260-TF | GVL-TLL-220 | 004061 | 260-TLL-220 | Floodlight At Bottom Of Stairs On Tank 220 | Floodlight
1002 | 260-TF | GVL-TLL-221 | 004062 | 260-TLL-221 | Floodlight At Bottom Of Stairs On Tank221 | Floodlight
1002 | 260-TF | GVL-TLL-222 | 004063 | 260-TLL-222 | Floodlight At Bottom Of Stairs On Tank222 | Floodlight
1002 | 260-TF | GVL-TLL-223 | 004064 | 260-TLL-223 | Floodlight At Bottom Of Stairs On Tank 223 | Floodlight
1002 | 260-TF | GVL-TLL-224 | 004065 | 260-TLL-224 | Floodlight At Bottom Of Stairs On Tank 224 | Floodlight
1002 | 260-TF | GVL-TLL-225 | 004066 | 260-TLL-225 | Floodlight At Bottom Of Stairs On Tank 225 | Floodlight
1002 | 260-TF | GVL-TLL-230 | 004067 | 260-TLL-230 | Floodlight At Bottom Of Stairs On Tank 230 | Floodlight
1002 | 260-TF | GVL-TLL-231 | 004068 | 260-TLL-231 | Floodlight At Bottom Of Stairs On Tank 231 | Floodlight
1002 | 260-TF | GVL-TLL-232 | 004069 | 260-TLL-232 | Floodlight At Bottom Of Stairs On Tank 232 | Floodlight
1002 | 260-TF | GVL-TLL-233 | 004070 | 260-TLL-233 | Floodlight At Bottom Of Stairs On Tank 233 | Floodlight
1002 | 260-TF | GVL-TLL-234 | 004071 | 260-TLL-234 | Floodlight At Bottom Of Stairs On Tank 234 | Floodlight
1002 | 260-TF | GVL-TLL-235 | 004072 | 260-TLL-235 | Floodlight At Bottom Of Stairs On Tank 235 | Floodlight
1002 | 260-TF | GVL-TLL-250 | 004073 | 260-TLL-250 | Floodlight At Bottom Of Stairs On Tank 250 | Floodlight
1002 | 260-TF | GVL-TLL-251 | 004074 | 260-TLL-251 | Floodlight At Bottom Of Stairs On Tank 251 | Floodlight
1002 | 260-TF | GVL-TLL-270 | 004075 | 260-TLL-270 | Floodlight At Bottom Of Stairs On Tank 270 | Floodlight
1002 | 260-TF | GVL-TLL-290 | 004076 | 260-TLL-290 | Floodlight At Bottom Of Stairs On Tank 290 | Floodlight
1002 | 260-TF | GVL-TLU-220 | 004077 | 260-TLU-220 | Floodlight At Top Of Stairs On Tank 220 | Floodlight
1002 | 260-TF | GVL-TLU-221 | 004078 | 260-TLU-221 | Floodlight At Top Of Stairs On Tank 221 | Floodlight
1002 | 260-TF | GVL-TLU-222 | 004079 | 260-TLU-222 | Floodlight At Top Of Stairs On Tank 222 | Floodlight
1002 | 260-TF | GVL-TLU-223 | 004080 | 260-TLU-223 | Floodlight At Top Of Stairs On Tank 223 | Floodlight
1002 | 260-TF | GVL-TLU-224 | 004081 | 260-TLU-224 | Floodlight At Top Of Stairs On Tank 224 | Floodlight
1002 | 260-TF | GVL-TLU-225 | 004082 | 260-TLU-225 | Floodlight At Top Of Stairs On Tank 225 | Floodlight
1002 | 260-TF | GVL-TLU-230 | 004083 | 260-TLU-230 | Floodlight At Top Of Stairs On Tank 230 | Floodlight
1002 | 260-TF | GVL-TLU-231 | 004084 | 260-TLU-231 | Floodlight At Top Of Stairs On Tank 231 | Floodlight
1002 | 260-TF | GVL-TLU-232 | 004085 | 260-TLU-232 | Floodlight At Top Of Stairs On Tank 232 | Floodlight
1002 | 260-TF | GVL-TLU-233 | 004086 | 260-TLU-233 | Floodlight At Top Of Stairs On Tank 233 | Floodlight
1002 | 260-TF | GVL-TLU-234 | 004087 | 260-TLU-234 | Floodlight At Top Of Stairs On Tank 234 | Floodlight
1002 | 260-TF | GVL-TLU-235 | 004088 | 260-TLU-235 | Floodlight At Top Of Stairs On Tank 235 | Floodlight
1002 | 260-TF | GVL-TLU-250 | 004089 | 260-TLU-250 | Floodlight At Top Of Stairs On Tank 250 | Floodlight
1002 | 260-TF | GVL-TLU-251 | 004090 | 260-TLU-251 | Floodlight At Top Of Stairs On Tank 251 | Floodlight
1002 | 260-TF | GVL-TLU-270 | 004091 | 260-TLU-270 | Floodlight At Top Of Stairs On Tank 270 | Floodlight
1002 | 260-TF | GVL-TLU-290 | 004092 | 260-TLU-290 | Floodlight At Top Of Stairs On Tank 290 | Floodlight
1002 | 260-TF | GVL-TP-101 | 004093 | 260-TP-101 | Mainline Receiver/Launcher PD Pump | Pump | Positive Displacement
1002 | 260-TF | GVL-TP-102 | 004094 | 260-TP-102 | Transfer Pump | Pump | Positive Displacement
1002 | 260-TF | GVL-TR-101 | 004095 | 260-TR-101 | Station Meter 18 Piping Thermal Relief | Thermal Relief
1002 | 260-TF | GVL-TR-102 | 004096 | 260-TR-102 | Station Meter 10 Piping Thermal Releif | Thermal Relief
1002 | 260-TF | GVL-TR-103 | 004097 | 260-TR-103 | Station Tankage CV Upstream Piping Thermal Relief | Thermal Relief
1002 | 260-TF | GVL-TR-104 | 004098 | 260-TR-104 | Station Mainline Launcher Thermal Relief | Thermal Relief
1002 | 260-TF | GVL-TR-105 | 004099 | 260-TR-105 | Station PU-2 Thermal Relief | Thermal Relief
1002 | 260-TF | GVL-TR-106 | 004100 | 260-TR-106 | Station Transfer Pump at 28" Launcher Thermal Relief | Thermal Relief
1002 | 260-TF | GVL-TR-107 | 004101 | 260-TR-107 | Station PU-3 Thermal Relief | Thermal Relief
1002 | 260-TF | GVL-TR-108 | 004102 | 260-TR-108 | Station PU-1 Thermal Relief | Thermal Relief
1002 | 260-TF | GVL-TR-109 | 004103 | 260-TR-109 | Station Bypass CV Downstream Piping Thermal Relief | Thermal Relief
1002 | 260-TF | GVL-TR-111 | 004104 | 260-TR-111 | Station Mainline Receiver Thermal Relief | Thermal Relief
1002 | 260-TF | GVL-TR-113 | 004105 | 260-TR-113 | Station Meter 12 Piping Thermal Relief | Thermal Relief
1002 | 260-TF | GVL-TR-114 | 004106 | 260-TR-114 | Station 12" Launcher Thermal Relief | Thermal Relief
1002 | 260-TF | GVL-TR-115 | 004107 | 260-TR-115 | Station 12" CV Downstream Thermal Relief | Thermal Relief
1002 | 260-TF | GVL-TR-116 | 004108 | 260-TR-116 | Station Transfer Pump Thermal Relief | Thermal Relief
1002 | 260-TF | GVL-TR-118 | 004109 | 260-TR-118 | Station PU-7 Thermal Relief | Thermal Relief
1002 | 260-TF | GVL-TR-119 | 004110 | 260-TR-119 | Station PU-8 Thermal Relief | Thermal Relief
1002 | 260-TF | GVL-TT-751 | 004111 | 260-TT-751 | Station Tankage Meter Temperature Transmitter | Transmitter | Temperature
1002 | 260-TF | GVL-TT-753 | 004112 | 260-TT-753 | Station Mainline Meter Temperature Transmitter | Transmitter | Temperature
1002 | 260-TF | GVL-TT-754 | 004113 | 260-TT-754 | Station 12" Meter Temperature Transmitter | Transmitter | Temperature
1002 | 260-TF | GVL-U10 | 004114 | 260-U10 | Station PU-7 Fill Valve | Valve
1002 | 260-TF | GVL-U11 | 004115 | 260-U11 | Station PU-7 Suction Side Drain Valve | Valve
1002 | 260-TF | GVL-U12 | 004116 | 260-U12 | Station PU-7 Discharge Side Drain Valve | Valve
1002 | 260-TF | GVL-U13 | 004117 | 260-U13 | Station PU-8 Fill Valve | Valve
1002 | 260-TF | GVL-U14 | 004118 | 260-U14 | Station PU-8 Suction Side Drain Valve | Valve
1002 | 260-TF | GVL-U15 | 004119 | 260-U15 | Station PU-8 Discharge Side Drain Valve | Valve
1002 | 260-TF | GVL-U21 | 004120 | 260-U21 | Station Mainline Strainer Drain Valve | Valve
1002 | 260-TF | GVL-U22 | 004121 | 260-U22 | 34" Prove Inlet Side Drain Valve To PD Pump | Valve
1002 | 260-TF | GVL-U24 | 004122 | 260-U24 | 34" Prover Discharge Side Drain Valve Bottom Of Line To PD Pump | Valve
1002 | 260-TF | GVL-U26 | 004123 | 260-U26 | Oil/Water Seperator Mud Sump Outlet Valve | Valve
1002 | 260-TF | GVL-U28 | 004124 | 260-U28 | Station Sump Tank Inlet Valve | Valve
1002 | 260-TF | GVL-U29 | 004125 | 260-U29 | Station 12" Line Injection Valve | Valve
1002 | 260-TF | GVL-U30 | 004126 | 260-U30 | Station Mainline Injection Valve | Valve
1002 | 260-TF | GVL-U31 | 004127 | 260-U31 | Station PU-2 Fill Valve | Valve
1002 | 260-TF | GVL-U32 | 004128 | 260-U32 | Station PU-2 Suction Side Drain Valve | Valve
1002 | 260-TF | GVL-U33 | 004129 | 260-U33 | Station PU-2 Discharge Side Drain Valve | Valve
1002 | 260-TF | GVL-U34 | 004130 | 260-U34 | Station PU-1 Suction Side Drain valve | Valve
1002 | 260-TF | GVL-U35 | 004131 | 260-U35 | Station PU-1 Discharge Side Drain Valve | Valve
1002 | 260-TF | GVL-U36 | 004132 | 260-U36 | Station PU-1 Fill Valve | Valve
1002 | 260-TF | GVL-U37 | 004133 | 260-U37 | Station PU-3 Suction Side Drain Valve | Valve
1002 | 260-TF | GVL-U38 | 004134 | 260-U38 | Station PU-3 Discharge Side Drain Valve | Valve
1002 | 260-TF | GVL-U39 | 004135 | 260-U39 | Station PU-3 Fill Valve | Valve
1002 | 260-TF | GVL-VT-106 | 004136 | 260-VT-106 | Station PU-7 Vibration Transmitter | Transmitter | Vibration
1002 | 260-TF | GVL-VT-107 | 004137 | 260-VT-107 | Station PU-8 Vibration Transmitter | Transmitter | Vibration
1002 | 260-TF | GVL-VT-108 | 004138 | 260-VT-108 | Station PU-2 Vibration Transmitter | Transmitter | Vibration
1002 | 260-TF | GVL-VT-109 | 004139 | 260-VT-109 | Station PU-1 Vibration Transmitter | Transmitter | Vibration
1002 | 260-TF | GVL-VT-110 | 004140 | 260-VT-110 | Station PU-3 Vibration Transmitter | Transmitter | Vibration
1002 | 260-TF | GVL-X101 | 004141 | 260-X101 | Station Meter 18 Inlet Valve | Valve
1002 | 260-TF | GVL-X103 | 004142 | 260-X103 | Station Meter 10 Inlet Valve | Valve
1002 | 260-TF | GVL-ZS-1 | 004143 | 260-ZS-1 | Out Station Sphere Detector | Sphere Detector
1002 | 260-TF | GVL-ZS-1A | 004144 | 260-ZS-1A | Station Mainline Receiver Sphere Receive Detector | Sphere Detector
1002 | 260-TF | GVL-ZS-2 | 004145 | 260-ZS-2 | Station Mainline Launcher Sphere Launched Detector | Sphere Detector
1002 | 260-TF | GVL-ZS-2A | 004146 | 260-ZS-2A | Station Mainline Launcher Sphere Ready Detector | Sphere Detector
1002 | 260-TF | GVL-ZS-3 | 004147 | 260-ZS-3 | Station 12" Launcher Sphere Launched Detector | Sphere Detector
1002 | 261-PS | BON-142 | 004148 | 261-152 | Bonham Unit 1 Bypass Breaker | Breaker | Medium Voltage
1002 | 261-PS | BON-202 | 004149 | 261-202 | Station Block Valve | Valve | Ball
1002 | 261-PS | BON-203 | 004150 | 261-203 | Transmix Tank to Transfer Pump | Valve | Ball
1002 | 261-PS | BON-204 | 004151 | 261-204 | Primary Suction Valve | Valve | Ball
1002 | 261-PS | BON-205 | 004152 | 261-205 | Primary Discharge Valve | Valve | Ball
1002 | 261-PS | BON-206 | 004153 | 261-206 | Alternate Suction Valve | Valve | Ball
1002 | 261-PS | BON-207 | 004154 | 261-207 | Alternate Discharge Valve | Valve | Ball
1002 | 261-PS | BON-209 | 004155 | 261-209 | Transfer Pump to Station Header | Valve | Ball
1002 | 261-PS | BON-210 | 004156 | 261-210 | Suction - Pump #1 | Valve | Ball
1002 | 261-PS | BON-211 | 004157 | 261-211 | Discharge - Pump #1 | Valve | Ball
1002 | 261-PS | BON-220 | 004158 | 261-220 | Suction - Pump #2 | Valve | Ball
1002 | 261-PS | BON-221 | 004159 | 261-221 | Discharge - Pump #2 | Valve | Ball
1002 | 261-PS | BON-242 | 004160 | 261-242 | Bonham Unit 2 Bypass Breaker | Breaker | Medium Voltage
1002 | 261-PS | BON-AC-1 | 004161 | 261-AC-1 | Bonham Control Room Air Conditioner/Heater | HVAC
1002 | 261-PS | BON-AC-2 | 004162 | 261-AC-2 | Bonham Electrical Room Air Conditioner/Heater | HVAC
1002 | 261-PS | BON-AE921 | 004163 | 261-AE921 | Bonham Vapor Monitor #1 | Transmitter | Hazardous Atmosphere
1002 | 261-PS | BON-AE922 | 004164 | 261-AE922 | Bonham Vapor Monitor #2 | Transmitter | Hazardous Atmosphere
1002 | 261-PS | BON-AE923 | 004165 | 261-AE923 | Bonham Vapor Monitor #3 | Transmitter | Hazardous Atmosphere
1002 | 261-PS | BON-AE924 | 004166 | 261-AE924 | Bonham Vapor Monitor #4 | Transmitter | Hazardous Atmosphere
1002 | 261-PS | BON-B01 | 004167 | 261-B01 | Main Line Station Inlet | Valve | Gate
1002 | 261-PS | BON-B02 | 004168 | 261-B02 | Main Line Drain Valve | Valve | Ball
1002 | 261-PS | BON-B03 | 004169 | 261-B03 | Isolation to Future Densitometer | Valve | Ball
1002 | 261-PS | BON-B04 | 004170 | 261-B04 | Isolation for Station Fill Line | Valve | Ball
1002 | 261-PS | BON-B05 | 004171 | 261-B05 | Manifold Drain Valve | Valve | Ball
1002 | 261-PS | BON-B06 | 004172 | 261-B06 | Strainer STR-101 Drain Valve | Valve | Ball
1002 | 261-PS | BON-B07 | 004173 | 261-B07 | Pump #1 Piping Fill Valve | Valve | Ball
1002 | 261-PS | BON-B08 | 004174 | 261-B08 | Pump #1 Piping Drain Valve | Valve | Ball
1002 | 261-PS | BON-B09 | 004175 | 261-B09 | Pump #1 Seal Drain Valve | Valve | Ball
1002 | 261-PS | BON-B10 | 004176 | 261-B10 | Pump #1 Piping Drain Valve | Valve | Ball
1002 | 261-PS | BON-B12 | 004177 | 261-B12 | Pump #2 Piping Fill Valve | Valve | Ball
1002 | 261-PS | BON-B13 | 004178 | 261-B13 | Pump #2 Piping Drain Valve | Valve | Ball
1002 | 261-PS | BON-B14 | 004179 | 261-B14 | Pump #2 Seal Drain Valve | Valve | Ball
1002 | 261-PS | BON-B15 | 004180 | 261-B15 | Pump #2 Piping Drain Valve | Valve | Ball
1002 | 261-PS | BON-B17 | 004181 | 261-B17 | Manifold Drain Valve | Valve | Ball
1002 | 261-PS | BON-B19 | 004182 | 261-B19 | Manifold Drain Valve | Valve | Ball
1002 | 261-PS | BON-B21 | 004183 | 261-B21 | Main Line Drain Valve | Valve | Ball
1002 | 261-PS | BON-B23 | 004184 | 261-B23 | Isolation Valve for PCV-640 | Valve | Ball
1002 | 261-PS | BON-B24 | 004185 | 261-B24 | Isolation Valve for PCV-640 | Valve | Ball
1002 | 261-PS | BON-B26 | 004186 | 261-B26 | Main Line Drain Valve | Valve | Ball
1002 | 261-PS | BON-B27 | 004187 | 261-B27 | Main Line Station Outlet | Valve | Gate
1002 | 261-PS | BON-B32 | 004188 | 261-B32 | Sump Tank Drain Inlet Valve | Valve | Ball
1002 | 261-PS | BON-B33 | 004189 | 261-B33 | Sump Pump Discharge Isolation Valve | Valve | Ball
1002 | 261-PS | BON-B35 | 004190 | 261-B35 | Truck Loading Isolation Valve | Valve | Ball
1002 | 261-PS | BON-B36 | 004191 | 261-B36 | Transmix Tank By-Pass Valve | Valve | Ball
1002 | 261-PS | BON-B37 | 004192 | 261-B37 | Transmix Tank Inlet Valve | Valve | Ball
1002 | 261-PS | BON-B38 | 004193 | 261-B38 | Transmix Tank Water Draw | Valve | Ball
1002 | 261-PS | BON-B39 | 004194 | 261-B39 | Transfer Pump Suction Isolation Valve | Valve | Ball
1002 | 261-PS | BON-B40 | 004195 | 261-B40 | Transfer Pump Discharge Isolation Valve | Valve | Ball
1002 | 261-PS | BON-B42 | 004196 | 261-B42 | Isolation Valve for FSH-402 | Valve | Ball
1002 | 261-PS | BON-B43 | 004197 | 261-B43 | FSH-402 By-Pass Valve | Valve | Ball
1002 | 261-PS | BON-B44 | 004198 | 261-B44 | Isolation Valve for FSH-402 | Valve | Ball
1002 | 261-PS | BON-B46 | 004199 | 261-B46 | Transmix Tank Containment Area Drain Valve | Valve | Gate
1002 | 261-PS | BON-B47 | 004200 | 261-B47 | Transmix Tank Containment Area Drain Valve | Valve | Gate
1002 | 261-PS | BON-B48 | 004201 | 261-B48 | Transmix Tank Future Return Connection | Valve | Ball
1002 | 261-PS | BON-BS | 004202 | 261-BS | Bonham 24 VDC Battery System/Charger | Battery Charger | 24VDC
1002 | 261-PS | BON-C11 | 004203 | 261-C11 | Main Line Pump #1 Piping Check Valve | Valve | Swing Check
1002 | 261-PS | BON-C16 | 004204 | 261-C16 | Main Line Pump #2 Piping Check Valve | Valve | Swing Check
1002 | 261-PS | BON-C18 | 004205 | 261-C18 | Manifold Piping Check Valve | Valve | Swing Check
1002 | 261-PS | BON-C20 | 004206 | 261-C20 | Main Line Piping Check Valve | Valve | Swing Check
1002 | 261-PS | BON-C22 | 004207 | 261-C22 | Manifold Piping Check Valve | Valve | Swing Check
1002 | 261-PS | BON-C25 | 004208 | 261-C25 | Main Line Piping Check Valve | Valve | Swing Check
1002 | 261-PS | BON-C28 | 004209 | 261-C28 | Seal Drain Backflow Prevention | Valve | Swing Check
1002 | 261-PS | BON-C29 | 004210 | 261-C29 | Sample Drain Backflow Prevention | Valve | Swing Check
1002 | 261-PS | BON-C30 | 004211 | 261-C30 | Sample Drain Backflow Prevention | Valve | Swing Check
1002 | 261-PS | BON-C31 | 004212 | 261-C31 | Transmix Return @ Main Line Check Valve | Valve | Swing Check
1002 | 261-PS | BON-C34 | 004213 | 261-C34 | Sump Pump Discharge Check Valve | Valve | Swing Check
1002 | 261-PS | BON-C41 | 004214 | 261-C41 | Transfer Pump Discharge Check Valve | Valve | Swing Check
1002 | 261-PS | BON-C45 | 004215 | 261-C45 | Sample Drain Backflow Prevention | Valve | Swing Check
1002 | 261-PS | BON-DRA | 004216 | 261-DRA | DRA Injection System | DRA Injection System
1002 | 261-PS | BON-FSH-402 | 004217 | 261-FSH-402 | Bonham Transmix Injection Line Flow Switch | Switch | Flow
1002 | 261-PS | BON-GENSET | 004218 | 261-GENSET | Bonham Back-Up Generator | Generator
1002 | 261-PS | BON-LIT-502 | 004219 | 261-LIT-502 | Bonham Sump Level Indicating Transmitter | Transmitter | Level
1002 | 261-PS | BON-LSHH-501 | 004220 | 261-LSHH-501 | Bonham Sump Tank Level HI HI Switch | Switch | Level
1002 | 261-PS | BON-LSHH-503 | 004221 | 261-LSHH-504 | Bonham Transmix Tank Level Hi Hi | Switch | Level
1002 | 261-PS | BON-LT-504 | 004222 | 261-LT-504 | Bonham Transmix Tank Level Transmitter | Transmitter | Level
1002 | 261-PS | BON-M52 | 004223 | 261-M52 | Bonham Station 4160V Main Breaker | Breaker | Medium Voltage
1002 | 261-PS | BON-MCC-201 | 004224 | 261-MCC-201 | Bonham Motor Control Center | Motor Control Center
1002 | 261-PS | BON-PCV640 | 004225 | 261-PCV640 | Pressure Control Valve Model V260 | Valve | Ball
1002 | 261-PS | BON-PFCC-1 | 004226 | 261-PFCC-1 | Bonham Power Factor Correction Capacitor Bank 1 | Capacitor Bank | Power Factor Correction
1002 | 261-PS | BON-PFCC-2 | 004227 | 261-PFCC-2 | Bonham Power Factor Correction Capacitor Bank 2 | Capacitor Bank | Power Factor Correction
1002 | 261-PS | BON-PIT-601 | 004228 | 261-PIT-601 | Bonham Station Suction Indicating Transmitter | Transmitter | Pressure
1002 | 261-PS | BON-PIT-602 | 004229 | 261-PIT-602 | Bonham Units Suction Indicating Transmitter | Transmitter | Pressure
1002 | 261-PS | BON-PIT-603 | 004230 | 261-PIT-603 | Bonham Station Discharge Indicating Transmitter | Transmitter | Pressure
1002 | 261-PS | BON-PIT-604 | 004231 | 261-PIT-604 | Bonham Station Case Indicating Transmitter | Transmitter | Pressure
1002 | 261-PS | BON-PIT-607 | 004232 | 261-PIT-607 | Bonham Sump Discharge Indicating Transmitter | Transmitter | Pressure
1002 | 261-PS | BON-PIT-608 | 004233 | 261-PIT-608 | Bonham Transfer Pump Discharge Indicating Transmitter | Transmitter | Pressure
1002 | 261-PS | BON-PIT-611 | 004234 | 261-PIT-611 | Bonham Unit #1 Discharge Indicating Transmitter | Transmitter | Pressure
1002 | 261-PS | BON-PIT-621 | 004235 | 261-PIT-621 | Bonham Unit #2 Discharge Indicating Transmitter | Transmitter | Pressure
1002 | 261-PS | BON-PSV-641 | 004236 | 261-PSV-641 | Bonham Transfer Pump Thermal Relief | Thermal Relief
1002 | 261-PS | BON-PSV-643 | 004237 | 261-PSV-643 | Bonham Mainline Unit Loop Thermal Relief | Thermal Relief
1002 | 261-PS | BON-PT-601A | 004238 | 261-PT-601A | Bonham Station Suction Transmitter | Transmitter | Pressure
1002 | 261-PS | BON-PT-603A | 004239 | 261-PT-603A | Bonham Station Discharge Transmitter | Transmitter | Pressure
1002 | 261-PS | BON-PU1-Pump | 004240 | 261-PU1 | Bonham Mainline Pump Unit 1 | Pump | Horizontal-Centrifugal
1002 | 261-PS | BON-PU2-Pump | 004241 | 261-PU2 | Bonham Mainline Pump Unit 2 | Pump | Horizontal-Centrifugal
1002 | 261-PS | BON-PV603 | 004242 | 261-PV603 | Control Valve Model 2760 | Valve | Ball
1002 | 261-PS | BON-SP-101 | 004243 | 261-SP-101 | Sump Pump | Pump | Vertical Can-Sump
1002 | 261-PS | BON-ST-101 | 004244 | 261-ST-101 | Bonham Sump Tank | Tank | Sump
1002 | 261-PS | BON-STR-101 | 004245 | 261-STR-101 | Bonham Strainer | Strainer
1002 | 261-PS | BON-SV104 | 004246 | 261-SV104 | Bonham Alternate Discharge Equalization Line Solenoid Valve | Valve | Solenoid
1002 | 261-PS | BON-SV107 | 004247 | 261-SV107 | Bonham Primary Suction Equalization Line Solenoid Valve | Valve | Solenoid
1002 | 261-PS | BON-T52 | 004248 | 261-T52 | Bonham 480V Transformer Breaker | Breaker | Medium Voltage
1002 | 261-PS | BON-TP-101 | 004249 | 261-TP-101 | Transfer Pump | Pump | Positive Displacement
1002 | 261-PS | BON-TR-1 | 004250 | 261-TR-1 | Bonham Unit #1 Thermal Relief | Thermal Relief
1002 | 261-PS | BON-TR-101 | 004251 | 261-TR-101 | Bonham 4160V/480V Pad Mount Transformer | Transformer
1002 | 261-PS | BON-TR-2 | 004252 | 261-TR-2 | Bonham Unit #2 Thermal Relief | Thermal Relief
1002 | 261-PS | BON-TT-701 | 004253 | 261-TT-701 | Bonham Station Inlet Product Temperature | Transmitter | Temperature
1002 | 261-PS | BON-TT-702 | 004254 | 261-TT-702 | Bonham Station Outlet Product Temperature | Transmitter | Temperature
1002 | 261-PS | BON-TT-704 | 004255 | 261-TT-704 | Bonham Ground Temperature | Transmitter | Temperature
1002 | 261-PS | BON-TT-707 | 004256 | 261-TT-707 | Bonham Electrical Room Temperature | Transmitter | Temperature
1002 | 261-PS | BON-V142 | 004257 | 261-V152 | Bonham Unit 1 VFD Breaker | Breaker | Medium Voltage
1002 | 261-PS | BON-V242 | 004258 | 261-V242 | Bonham Unit 2 VFD Breaker | Breaker | Medium Voltage
1002 | 261-PS | BON-V52 | 004259 | 261-V52 | Bonham VFD Feeder Breaker | Breaker | Medium Voltage
1002 | 261-PS | BON-VFD-100 | 004260 | 261-VFD-100 | Bonham Robicon Variable Frequency Drive | Variable Frequency Drive
1002 | 261-PS | BON-VFD-CT | 004261 | 261-VFD-CT | Bonham Robicon Variable Frequency Drive Cooling Tower | Variable Frequency Drive
1002 | 261-PS | BON-VT-810 | 004262 | 261-VT-810 | Bonham Unit #1 Outboard Vibration Transmitter | Transmitter | Vibration
1002 | 261-PS | BON-VT-813 | 004263 | 261-VT-813 | Bonham Unit #1 Inboard Vibration Transmitter | Transmitter | Vibration
1002 | 261-PS | BON-VT-820 | 004264 | 261-VT-820 | Bonham Unit #2 Outboard Vibration Transmitter | Transmitter | Vibration
1002 | 261-PS | BON-VT-823 | 004265 | 261-VT-823 | Bonham Unit #2 Inboard Vibration Transmitter | Transmitter | Vibration
1002 | 261-PS | BON-ZS-301 | 004266 | 261-ZS-301 | Bonham Pigsig 1 | Sphere Detector
1002 | 261-PS | BON-ZS-302 | 004267 | 261-ZS-302 | Bonham Pigsig 2 | Sphere Detector
1002 | 261-PS | BON-ZS-303 | 004268 | 261-ZS-303 | Bonham Pigsig 3 | Sphere Detector
1002 | 261-PS | BON-ZS-304 | 004269 | 261-ZS-304 | Bonham Pigsig 4 | Sphere Detector
1002 | 263-PS | RCH-A1 | 004270 | 263-A1 | Station Fill Valve | Valve
1002 | 263-PS | RCH-A2 | 004271 | 263-A2 | Station Strainer Drain Valve | Valve
1002 | 263-PS | RCH-A3 | 004272 | 263-A3 | Mainline Drain Valve | Valve
1002 | 263-PS | RCH-A4 | 004273 | 263-A4 | Pump Unit 1 Drain Valve For Seal Pot and Pump | Valve
1002 | 263-PS | RCH-A5 | 004274 | 263-A5 | Pump Unit 1 Suction Piping Drain Valve | Valve
1002 | 263-PS | RCH-A6 | 004275 | 263-A6 | Pump Unit 1 Discharge Piping Drain Valve | Valve
1002 | 263-PS | RCH-A7 | 004276 | 263-A7 | Injection Point Valve | Valve
1002 | 263-PS | RCH-A8 | 004277 | 263-A8 | Injection Pump Discharge Valve | Valve
1002 | 263-PS | RCH-B104 | 004278 | 263-B104 | Pump Unit 1 Suction Valve | Valve | Gate
1002 | 263-PS | RCH-B105 | 004279 | 263-B105 | Pump Unit 1 Discharge Valve | Valve | Gate
1002 | 263-PS | RCH-B106 | 004280 | 263-B106 | Mainline Station Bypass Block Valve | Valve | Gate
1002 | 263-PS | RCH-BS-1 | 004281 | 263-BS-1 | 24VDC Battery System | Battery Charger | 24VDC
1002 | 263-PS | RCH-C101 | 004282 | 263-C101 | Station Check Valve Before B-105 | Valve
1002 | 263-PS | RCH-C102 | 004283 | 263-C102 | Station Sphere Bypass Relief Check Valve | Valve
1002 | 263-PS | RCH-C103 | 004284 | 263-C103 | Injection Point Check Valve | Valve
1002 | 263-PS | RCH-DRA | 004285 | 263-DRA | DRA Injection System | DRA Injection System
1002 | 263-PS | RCH-Generic | 004286 | 263-Generic | Generic Equipment | Generic
1002 | 263-PS | RCH-LSH-501 | 004287 | 263-LSH-501 | Pump Unit 1 Seal Pot Level Switch High | Switch | Level
1002 | 263-PS | RCH-LSHH-502 | 004288 | 263-LSHH-502 | Station Sump Tank Level Switch High High | Switch | Level
1002 | 263-PS | RCH-LT-502 | 004289 | 263-LT-502 | Station Sump Tank Level Transmitter | Transmitter | Level
1002 | 263-PS | RCH-PCV602 | 004290 | 263-PCV602 | Station Pressure Control Valve | Valve
1002 | 263-PS | RCH-PSH-604 | 004291 | 263-PSH-604 | Transfer Pump Discharge Pressure Switch High | Switch | Pressure
1002 | 263-PS | RCH-PSH-614 | 004292 | 263-PSH-614 | Pump Unit 1 Case Pressure Switch High | Switch | Pressure
1002 | 263-PS | RCH-PSHH-602 | 004293 | 263-PSHH-602 | Station Discharge Pressure Switch High High | Switch | Pressure
1002 | 263-PS | RCH-PSL-601 | 004294 | 263-PSL-601 | Station Suction Pressure Switch Low | Switch | Pressure
1002 | 263-PS | RCH-PSL-613 | 004295 | 263-PSL-613 | Pump Unit 1 Suction Pressure Switch Low | Switch | Pressure
1002 | 263-PS | RCH-PT-601 | 004296 | 263-PT-601 | Station Suction Pressure Transmitter | Transmitter | Pressure
1002 | 263-PS | RCH-PT-602 | 004297 | 263-PT-602 | Station Discharge Pressure Transmitter | Transmitter | Pressure
1002 | 263-PS | RCH-PT-603 | 004298 | 263-PT-603 | Station Case Pressure Transmitter | Transmitter | Pressure
1002 | 263-PS | RCH-PT-604 | 004299 | 263-PT-604 | Unit 1 Suction Pressure Transmitter | Transmitter | Pressure
1002 | 263-PS | RCH-PU1-Pump | 004300 | 263-PU-1 | Station Pump Unit 1 | Pump | Horizontal-Centrifugal
1002 | 263-PS | RCH-SD1 | 004301 | 263-SD1 | Mainline Check Valve at Block Valve B-106 | Valve
1002 | 263-PS | RCH-ST-501 | 004302 | 263-ST-501 | Richardson Sump Tank | Tank | Sump
1002 | 263-PS | RCH-STR-101 | 004303 | 263-STR-101 | Station Strainer | Strainer
1002 | 263-PS | RCH-TP-101 | 004304 | 263-TP-101 | Sump Pump/Injection Pump | Pump | Positive Displacement
1002 | 263-PS | RCH-TR-101 | 004305 | 263-TR-101 | Pump Unit 1/Station Case Thermal Relief | Thermal Relief
1002 | 263-PS | RCH-TR-102 | 004306 | 263-TR-102 | Station Discharge Thermal Relief | Thermal Relief
1002 | 263-PS | RCH-TR-103 | 004307 | 263-TR-103 | Injection Pump Discharge Piping Thermal Relief | Thermal Relief
1002 | 263-PS | RCH-VT-101 | 004308 | 263-VT-101 | Pump Unit 1 Vibration Transmitter | Transmitter | Vibration
1002 | 263-PS | RCH-ZS-1 | 004309 | 263-ZS-1 | Pig Sig 1 | Sphere Detector
1002 | 263-PS | RCH-ZS-2 | 004310 | 263-ZS-2 | Pig Sig 2 | Sphere Detector
1001 | 271-ST | GAL-B101 | 004311 | 271-B101 | Missing | Valve
1001 | 271-ST | GAL-B102 | 004312 | 271-B102 | Missing | Valve
1001 | 271-ST | GAL-B103 | 004313 | 271-B103 | Missing | Valve
1001 | 271-ST | GAL-BS-1 | 004314 | 271-BS-1 | 24VDC Battery System | Battery Charger | 24VDC
1001 | 271-ST | GAL-C101 | 004315 | 271-C101 | Missing | Valve
1001 | 271-ST | GAL-C102 | 004316 | 271-C102 | Missing | Valve
1001 | 271-ST | GAL-C103 | 004317 | 271-C103 | Missing | Valve
1001 | 271-ST | GAL-DT-301 | 004318 | 271-DT-301 | Incoming Density Transmitter | Transmitter | Density
1001 | 271-ST | GAL-FL-1 | 004319 | 271-FL-1 | Missing | Floodlight
1001 | 271-ST | GAL-FL-2 | 004320 | 271-FL-2 | Missing | Floodlight
1001 | 271-ST | GAL-Generic | 004321 | 271-Generic | Generic Equipment | Generic
1001 | 271-ST | GAL-PCV602 | 004322 | 271-PCV602 | Brodie Pressure Control Valve | Valve
1001 | 271-ST | GAL-PS-602 | 004323 | 271-PS-602 | Station Discharge Pressure Switch | Switch | Pressure
1001 | 271-ST | GAL-PT-601 | 004324 | 271-PT-601 | Mainline Pressure Transmitter | Transmitter | Pressure
1001 | 271-ST | GAL-S101 | 004325 | 271-S101 | Receiver Inlet Valve | Valve | Gate
1001 | 271-ST | GAL-S102 | 004326 | 271-S102 | Receiver Discharge Valve | Valve | Gate
1001 | 271-ST | GAL-S103 | 004327 | 271-S103 | Receiver Bypass Valve | Valve | Gate
1001 | 271-ST | GAL-TR-101 | 004328 | 271-TR-101 | Receiving Barrel Thermal Relief | Thermal Relief
1001 | 271-ST | GAL-TR-102 | 004329 | 271-TR-102 | Relief Between Brodie & Hess Valves Thermal Relief | Thermal Relief
1007 | 273-MS | GRP-101 | 004330 | 272-101 | Station Storage Tank 255 Fill Valve | Valve
1007 | 272-MS | IRV-A1 | 004331 | 272-A1 | Station Sump Injection Point Before Meter | Valve
1007 | 272-MS | IRV-A2 | 004332 | 272-A2 | Station Sump Injection Point After Meter | Valve
1007 | 272-MS | IRV-A3 | 004333 | 272-A3 | Station Prover Camal Back Drain Valve | Valve
1007 | 272-MS | IRV-A4 | 004334 | 272-A4 | Station Sump Pump Discharge Valve | Valve
1007 | 272-MS | IRV-A5 | 004335 | 272-A5 | Station Launcher Drain Valve | Valve
1007 | 272-MS | IRV-A6 | 004336 | 272-A6 | Station Receiver Drain Valve | Valve
1007 | 272-MS | IRV-A7 | 004337 | 272-A7 | Station Sump Pump Truck Unloading Valve | Valve
1007 | 272-MS | IRV-B101 | 004338 | 272-B101 | Station Manifold Dallas Valve | Valve
1007 | 272-MS | IRV-B102 | 004339 | 272-B102 | Station Manifold Shell Valve | Valve
1007 | 272-MS | IRV-B103 | 004340 | 272-B103 | Station Manifold Arco Valve | Valve
1007 | 272-MS | IRV-BP101 | 004341 | 272-BP101 | Station Prover Inlet Valve | Valve
1007 | 272-MS | IRV-BP102 | 004342 | 272-BP102 | Station Prover Bypass Valve | Valve
1007 | 272-MS | IRV-BP103 | 004343 | 272-BP103 | Station Prover Outlet Valve | Valve
1007 | 272-MS | IRV-BS-1 | 004344 | 272-BS-1 | 24VDC Battery System | Battery Charger | 24VDC
1007 | 272-MS | IRV-C101 | 004345 | 272-C101 | Station Manifold Check Valve To Dallas | Valve
1007 | 272-MS | IRV-C102 | 004346 | 272-C102 | Station Manifold Check Valve To Shell | Valve
1007 | 272-MS | IRV-C103 | 004347 | 272-C103 | Station Manifold Check Valve To Arco | Valve
1007 | 272-MS | IRV-DT-301 | 004348 | 272-DT-301 | Station Density Transmitter | Transmitter | Density
1007 | 272-MS | IRV-Generic | 004349 | 272-Generic | Generic Equipment | Generic
1007 | 272-MS | IRV-LSHH-502 | 004350 | 272-LSHH-502 | Station Sump Tank Level Switch High High | Switch | Level
1007 | 272-MS | IRV-LT-502 | 004351 | 272-LT-502 | Station Sump Tank Level Transmitter | Transmitter | Level
1007 | 272-MS | IRV-PCV605 | 004352 | 272-PCV605 | Station Pressure Control Valve | Valve
1007 | 272-MS | IRV-PSH-603 | 004353 | 272-PSH-603 | Station Pressure Switch High | Switch | Pressure
1007 | 272-MS | IRV-PT-601 | 004354 | 272-PT-601 | Mainline Back Pressure Transmitter | Transmitter | Pressure
1007 | 272-MS | IRV-PT-605 | 004355 | 272-PT-605 | Station Meter Back Pressure Transmitter | Transmitter | Pressure
1007 | 272-MS | IRV-S101 | 004356 | 272-S101 | Station Receiver Block Valve | Valve
1007 | 272-MS | IRV-S102 | 004357 | 272-S102 | Station Launcher Block Valve | Valve
1007 | 272-MS | IRV-S104 | 004358 | 272-S104 | Station Receiver Outlet Valve | Valve
1007 | 272-MS | IRV-S105 | 004359 | 272-S105 | Station Launcher Bypass Valve | Valve
1007 | 272-MS | IRV-S107 | 004360 | 272-S107 | Station Receiver Bypass Valve | Valve
1007 | 272-MS | IRV-S108 | 004361 | 272-S108 | Station Launcher Inlet Valve | Valve
1007 | 272-MS | IRV-SP-101 Pump | 004362 | 272-SP-101 | Sump/Transfer Pump | Pump | Vertical Can-Sump
1007 | 272-MS | IRV-SRH-605 | 004363 | 272-SRH-605 | Station Pressure Controller | Process Controller | PID
1007 | 272-MS | IRV-ST-501 | 004364 | 272-ST-501 | Irving Sump Tank | Tank | Sump
1007 | 272-MS | IRV-STR-101 | 004365 | 272-STR-101 | Station Strainer | Strainer
1007 | 272-MS | IRV-TR-101 | 004366 | 272-TR-101 | Station Receiving Barrel Thermal Relief | Thermal Relief
1007 | 272-MS | IRV-TR-102 | 004367 | 272-TR-102 | Station Control Piping Thermal Relief | Thermal Relief
1007 | 272-MS | IRV-TR-103 | 004368 | 272-TR-103 | Station Meter Piping Thermal Relief | Thermal Relief
1007 | 272-MS | IRV-TR-104 | 004369 | 272-TR-104 | Station Launcher Barrel Thermal Relief | Thermal Relief
1007 | 272-MS | IRV-TR-105 | 004370 | 272-TR-105 | General Valve Bonnet Prover Bypass Thermal Relief | Thermal Relief
1007 | 272-MS | IRV-TR-106 | 004371 | 272-TR-106 | Station Manifold Thermal Relief | Thermal Relief
1007 | 272-MS | IRV-TR-107 | 004372 | 272-TR-107 | Texaco Piping Thermal Relief | Thermal Relief
1007 | 272-MS | IRV-TR-108 | 004373 | 272-TR-108 | Arco Valve Bonnet Thermal Relief | Thermal Relief
1007 | 272-MS | IRV-TR-109 | 004374 | 272-TR-109 | Shel Valve Bonnet Thermal Relief | Thermal Relief
1007 | 272-MS | IRV-TT-701 | 004375 | 272-TT-701 | Station Meter Temperature Transmitter | Transmitter | Temperature
1007 | 272-MS | IRV-U1 | 004376 | 272-U1 | Station Strainer Drain Valve | Valve
1007 | 272-MS | IRV-U2 | 004377 | 272-U2 | Station Prover Inlet Side Drain Valve | Valve
1007 | 272-MS | IRV-U3 | 004378 | 272-U3 | Station Sump Tank Shell Valve | Valve
1007 | 272-MS | IRV-U4 | 004379 | 272-U4 | Station Prover Discharge Side Drain Valve | Valve
1007 | 273-MS | GRP-102 | 004380 | 273-102 | Station Storage Tank 256 Fill Valve | Valve
1007 | 273-MS | GRP-103 | 004381 | 273-103 | Station Storage Tank Suction Valve | Valve
1007 | 273-MS | GRP-104 | 004382 | 273-104 | Station Storage Tank Suction Valve | Valve
1007 | 273-MS | GRP-110 | 004383 | 273-110 | Station Delivery Pump D-1 Suction Valve | Valve
1007 | 273-MS | GRP-111 | 004384 | 273-111 | Station Delivery Pump D-1 Discharge Valve | Valve
1007 | 273-MS | GRP-A2 | 004385 | 273-A2 | Station Prover Camel Back Drain Valve | Valve
1007 | 273-MS | GRP-A3 | 004386 | 273-A3 | Station Injection Valve After Meter | Valve
1007 | 273-MS | GRP-A5 | 004387 | 273-A5 | Station Sump Pump Discharge Valve To Line | Valve
1007 | 273-MS | GRP-A6 | 004388 | 273-A6 | Station Injection Valve Before Meter | Valve
1007 | 273-MS | GRP-A7 | 004389 | 273-A7 | Station Receiver Drain Valve | Valve
1007 | 273-MS | GRP-A8 | 004390 | 273-A8 | Station Sump Pump Discharge Valve To Truck | Valve
1007 | 273-MS | GRP-A9 | 004391 | 273-A9 | Station Delivery Pump D-1 Drain Valve | Valve
1007 | 273-MS | GRP-B103 | 004392 | 273-B103 | Station Manifold Delivery Valve To Conoco Gas | Valve
1007 | 273-MS | GRP-B104 | 004393 | 273-B104 | Station Manifold Delivery Valve To Conoco Oil | Valve
1007 | 273-MS | GRP-B105 | 004394 | 273-B105 | Station Manifold Tankage Fill Valve | Valve
1007 | 273-MS | GRP-B106 | 004395 | 273-B106 | Station Manifold Bypass Delivery Valve to DFW | Valve
1007 | 273-MS | GRP-B107 | 004396 | 273-B107 | Station Delivery Launcher Inlet Valve Manual | Valve
1007 | 273-MS | GRP-B108 | 004397 | 273-B108 | Station Booster Pump Suction Valve | Valve
1007 | 273-MS | GRP-B109 | 004398 | 273-B109 | Station Booster Pump Discharge Valve | Valve
1007 | 273-MS | GRP-B110 | 004399 | 273-B110 | Station Manifold Delivery Valve to Alon Oil | Valve
1007 | 273-MS | GRP-B111 | 004400 | 273-B111 | Station Manifold Delivery Valve to Alon Gas | Valve
1007 | 273-MS | GRP-B112 | 004401 | 273-B112 | Station Manifold Valve to Koch | Valve
1007 | 273-MS | GRP-B113 | 004402 | 273-B113 | Station Manifold Valve To Fort Worth Line | Valve
1007 | 273-MS | GRP-BP-1 | 004403 | 273-BP-1 | Station Delivery Booster Pump | Pump | Vertical Can-Booster
1007 | 273-MS | GRP-BP101 | 004404 | 273-BP101 | Station Prover Inlet Valve | Valve
1007 | 273-MS | GRP-BP102 | 004405 | 273-BP102 | Station Prover Bypass Valve | Valve
1007 | 273-MS | GRP-BP103 | 004406 | 273-BP103 | Station Prover Discharge Valve | Valve
1007 | 273-MS | GRP-BS-1 | 004407 | 273-BS-1 | 24VDC Battery System | Battery Charger | 24VDC
1007 | 273-MS | GRP-C101 | 004408 | 273-C101 | Station Manifold Delivery Check Valve Discharge Side Of B-103 | Valve
1007 | 273-MS | GRP-C102 | 004409 | 273-C102 | Station Manifold Delivery Check Valve Discharge Side Of B-104 | Valve
1007 | 273-MS | GRP-C103 | 004410 | 273-C103 | Station Delivery Line Check Valve At PCV-608 | Valve
1007 | 273-MS | GRP-C104 | 004411 | 273-C104 | Station Manifold Delivery Check Valve Discharge Side Of B-105 | Valve
1007 | 273-MS | GRP-C105 | 004412 | 273-C105 | Station Manifold Delivery Check Valve Discharge Side Of B-110 | Valve
1007 | 273-MS | GRP-C106 | 004413 | 273-C106 | Station Manifold Delivery Check Valve Discharge Side Of B-111 | Valve
1007 | 273-MS | GRP-C108 | 004414 | 273-C108 | Station Manifold Delivery Check Valve Discharge Side Of B-112 | Valve
1007 | 273-MS | GRP-C109 | 004415 | 273-C109 | Station Manifold Delivery Check Valve Discharge Side Of B-113 | Valve
1007 | 273-MS | GRP-DRA | 004416 | 273-DRA | DRA Injection System | DRA Injection System
1007 | 273-MS | GRP-DT-301 | 004417 | 273-DT-301 | Station Density Transmitter | Transmitter | Density
1007 | 273-MS | GRP-FS-401 | 004418 | 273-FS-401 | Station Delivery Line Can-Pump Flow Switch | Switch | Flow
1007 | 273-MS | GRP-Generic | 004419 | 273-Generic | Generic Equipment | Generic
1007 | 273-MS | GRP-LSH-501 | 004420 | 273-LSH-501 | Station Delivery Pump D-1 Seal Pot Level Switch High | Switch | Level
1007 | 273-MS | GRP-LSHH-501 | 004421 | 273-LSHH-501 | Station Sump Tank Level Switch High High | Switch | Level
1007 | 273-MS | GRP-LSHH-555 | 004422 | 273-LSHH-555 | Station Tank 255 Level Switch High High | Switch | Level
1007 | 273-MS | GRP-LSHH-556 | 004423 | 273-LSHH-556 | Station Tank 256 Level Switch High High | Switch | Level
1007 | 273-MS | GRP-LT-502 | 004424 | 273-LT-502 | Station Sump Tank Level Transmitter | Transmitter | Level
1007 | 273-MS | GRP-LT-555 | 004425 | 273-LT-555 | Station Tank 255 Level Transmitter | Transmitter | Level
1007 | 273-MS | GRP-LT-556 | 004426 | 273-LT-556 | Station Tank 256 Level Transmitter | Transmitter | Level
1007 | 273-MS | GRP-P1 | 004427 | 273-P-1 | Station Delivery Pump Unit D-1 Check Valve | Valve
1007 | 273-MS | GRP-PCV605 | 004428 | 273-PCV605 | Station Mainline Back Pressure Control Valve | Valve
1007 | 273-MS | GRP-PCV608 | 004429 | 273-PCV608 | Station Delivery Pressure Control Valve | Valve
1007 | 273-MS | GRP-PSH-608 | 004430 | 273-PSH-608 | Station Delivery Line Pressure Switch High | Switch | Pressure
1007 | 273-MS | GRP-PSH-63 | 004431 | 273-PSH-63 | Station Delivery Pump D-1 Case Pressure Switch High | Switch | Pressure
1007 | 273-MS | GRP-PSL-63 | 004432 | 273-PSL-63 | Station Delivery Pump D-1 Suction Pressure Switch low | Switch | Pressure
1007 | 273-MS | GRP-PT-601 | 004433 | 273-PT-601 | Station Mainline Back Pressure Transmitter | Transmitter | Pressure
1007 | 273-MS | GRP-PT-605 | 004434 | 273-PT-605 | Station Meter Pressure Transmitter | Transmitter | Pressure
1007 | 273-MS | GRP-PT-608 | 004435 | 273-PT-608 | Station Delivery Line Discharge Pressure Transmitter | Transmitter | Pressure
1007 | 273-MS | GRP-S101 | 004436 | 273-S101 | Station Receiver Block Valve | Valve | Gate
1007 | 273-MS | GRP-S102 | 004437 | 273-S102 | Station Receiver Outlet Valve | Valve | Gate
1007 | 273-MS | GRP-S103 | 004438 | 273-S103 | Station Receiver Bypass Valve | Valve | Gate
1007 | 273-MS | GRP-S104 | 004439 | 273-S104 | Station Mainline Block Valve | Valve | Gate
1007 | 273-MS | GRP-S105 | 004440 | 273-S105 | Station Launcher Outlet Valve | Valve | Gate
1007 | 273-MS | GRP-S106 | 004441 | 273-S106 | Station Launcher Inlet Valve | Valve | Gate
1007 | 273-MS | GRP-S107 | 004442 | 273-S107 | Station Launcher Bypass Valve | Valve | Gate
1007 | 273-MS | GRP-SP-101 Pump | 004443 | 273-SP-101 | Sump/Transfer Pump | Pump | Vertical Can-Sump
1007 | 273-MS | GRP-ST-501 | 004444 | 273-ST-501 | Grapevine Sump Tank | Tank | Sump
1007 | 273-MS | GRP-STR-1 | 004445 | 273-STR-1 | Station Strainer | Strainer
1007 | 273-MS | GRP-T101 | 004446 | 273-T101 | Station Storage Tank 255 Shell Valve | Valve
1007 | 273-MS | GRP-T102 | 004447 | 273-T102 | Station Storage Tank 256 Shell Valve | Valve
1007 | 273-MS | GRP-TR-101 | 004448 | 273-TR-101 | Station Receiving Barrel Thermal Relief | Thermal Relief
1007 | 273-MS | GRP-TR-102 | 004449 | 273-TR-102 | Station Control Piping Thermal Relief | Thermal Relief
1007 | 273-MS | GRP-TR-103 | 004450 | 273-TR-103 | Station Meter Piping Thermal Relief | Thermal Relief
1007 | 273-MS | GRP-TR-104 | 004451 | 273-TR-104 | Station Control Piping Before Brodie Thermal Relief | Thermal Relief
1007 | 273-MS | GRP-TR-105 | 004452 | 273-TR-105 | General Valve Bonnet B-105 Thermal Relief | Thermal Relief
1007 | 273-MS | GRP-TR-106 | 004453 | 273-TR-106 | General Valve Bonnet BP-102 Thermal Relief | Thermal Relief
1007 | 273-MS | GRP-TR-107 | 004454 | 273-TR-107 | Station Delivery Pump Thermal Relief | Thermal Relief
1007 | 273-MS | GRP-TR-108 | 004455 | 273-TR-108 | Station Tankage Piping Thermal Relief | Thermal Relief
1007 | 273-MS | GRP-TR-109 | 004456 | 273-TR-109 | Station Launching Barrel Thermal Relief | Thermal Relief
1007 | 273-MS | GRP-TR-110 | 004457 | 273-TR-110 | Ft. Worth Line Thermal Relief | Thermal Relief
1007 | 273-MS | GRP-TR-112 | 004458 | 273-TR-112 | Station Delivery Launcher Barrel Thermal Relief | Thermal Relief
1007 | 273-MS | GRP-TT-701 | 004459 | 273-TT-701 | Station Meter Temperature Transmitter | Transmitter | Temperature
1007 | 273-MS | GRP-U10 | 004460 | 273-U10 | Station Delivery Pump D-1 Suction Side Drain Valve | Valve
1007 | 273-MS | GRP-U11 | 004461 | 273-U11 | Station Delivery Pump D-1 Fill Valve | Valve
1007 | 273-MS | GRP-U12 | 004462 | 273-U12 | Station Delivery Line Drain Valve Before PCV 608 | Valve
1007 | 273-MS | GRP-U3 | 004463 | 273-U3 | Station Strainer Drain Valve | Valve
1007 | 273-MS | GRP-U4 | 004464 | 273-U4 | Staion Prover Inlet Side Drain Valve | Valve
1007 | 273-MS | GRP-U5 | 004465 | 273-U5 | Station Sump Tank Shell Valve | Valve
1007 | 273-MS | GRP-U6 | 004466 | 273-U6 | Station Prover Discharge Side Drain Valve | Valve
1007 | 273-MS | GRP-U7 | 004467 | 273-U7 | Station Tankage Fill Line Drain Valve | Valve
1007 | 273-MS | GRP-U8 | 004468 | 273-U8 | Station Tankage Suction Line Drain Valve | Valve
1007 | 273-MS | GRP-U9 | 004469 | 273-U9 | Station Delivery Pump D-1 Discharge Side Drain Valve | Valve
1007 | 273-MS | GRP-VT-101 | 004470 | 273-VT-101 | Station Delivery Pump D-1 Vibration Transmitter | Transmitter | Vibration
1007 | 273-MS | GRP-ZS-1 | 004471 | 273-ZS-1 | Station Pig Sig Before Receiver | Sphere Detector
1007 | 274-MS | FWM-A15 | 004472 | 274-A15 | Station Sample Connection On Motiva Line | Valve
1007 | 274-MS | FWM-A16 | 004473 | 274-A16 | Station Sample Connection On Chevron Line | Valve
1007 | 274-MS | FWM-A17 | 004474 | 274-A17 | Gravitometer Pump Suction Valve | Valve
1007 | 274-MS | FWM-A18 | 004475 | 274-A18 | Gravitometer Pump Discharge Valve Valve | Valve
1007 | 274-MS | FWM-A19 | 004476 | 274-A19 | Spare Valve on Line | Valve
1007 | 274-MS | FWM-A20 | 004477 | 274-A20 | Station Incoming Pressure Transmitter Valve | Valve
1007 | 274-MS | FWM-A21 | 004478 | 274-A21 | Motiva Line Pressure Transmitter Valve | Valve
1007 | 274-MS | FWM-A22 | 004479 | 274-A22 | Differential Valve On Strainer Upstream | Valve
1007 | 274-MS | FWM-A23 | 004480 | 274-A23 | Differential Valve On Strainer Downstream | Valve
1007 | 274-MS | FWM-B101 | 004481 | 274-B101 | Mainline Incoming Block Valve | Valve | Gate
1007 | 274-MS | FWM-B102 | 004482 | 274-B102 | Station Bypass Valve | Valve
1007 | 274-MS | FWM-B103 | 004483 | 274-B103 | Station Alternate Suction Valve | Valve
1007 | 274-MS | FWM-B104 | 004484 | 274-B104 | Station Alternate Discharge Valve | Valve
1007 | 274-MS | FWM-B105 | 004485 | 274-B105 | Station Bypass Valve | Valve
1007 | 274-MS | FWM-B106 | 004486 | 274-B106 | Station Main Suction Valve | Valve
1007 | 274-MS | FWM-B107 | 004487 | 274-B107 | Station Main Discharge Valve | Valve
1007 | 274-MS | FWM-B108 | 004488 | 274-B108 | Station Mainline Valve To Chevron Station | Valve
1007 | 274-MS | FWM-B109 | 004489 | 274-B109 | Station Delivery Valve To Motiva | Valve
1007 | 274-MS | FWM-BP101 | 004490 | 274-BP101 | Station Prover Bypass Valve | Valve
1007 | 274-MS | FWM-BP102 | 004491 | 274-BP102 | Station Prover Inlet Valve | Valve
1007 | 274-MS | FWM-BP103 | 004492 | 274-BP103 | Station Prover Discharge Valve | Valve
1007 | 274-MS | FWM-BS-1 | 004493 | 274-BS-1 | 24VDC Battery System | Battery Charger | 24VDC
1007 | 274-MS | FWM-C101 | 004494 | 274-C101 | Station Discharge To Chevron Check Valve At B-108 | Valve
1007 | 274-MS | FWM-C102 | 004495 | 274-C102 | Missing | Valve
1007 | 274-MS | FWM-C103 | 004496 | 274-C103 | Sump Pump Station Injection Check Valve | Valve
1007 | 274-MS | FWM-C104 | 004497 | 274-C104 | Sump Pump Injection Check Valve To Motiva | Valve
1007 | 274-MS | FWM-C105 | 004498 | 274-C105 | Sump Pump Injection Check Valve To Chevron | Valve
1007 | 274-MS | FWM-C106 | 004499 | 274-C106 | Station Sump Pump Discharge Check Valve To Truck | Valve
1007 | 274-MS | FWM-C107 | 004500 | 274-C107 | Missing | Valve
1007 | 274-MS | FWM-Generic | 004501 | 274-Generic | Generic Equipment | Generic
1007 | 274-MS | FWM-SP-101 Pump | 004502 | 274-SP-101 | Sump/Transfer Pump | Pump | Vertical Can-Sump
1007 | 274-MS | FWM-X101 | 004503 | 274-X101 | Station Fill Valve | Valve
1007 | 274-MS | FWM-X102 | 004504 | 274-X102 | Station Strainer Drain Valve | Valve
1007 | 274-MS | FWM-X103 | 004505 | 274-X103 | Station Prover Fill Valve | Valve
1007 | 274-MS | FWM-X104 | 004506 | 274-X104 | Station Drain Valve Discharge Side | Valve
1007 | 274-MS | FWM-X106 | 004507 | 274-X106 | Station Sump Pump Injection Valve to Chevron | Valve
1007 | 274-MS | FWM-X107 | 004508 | 274-X107 | Station Sump Pump Station Injection Valve | Valve
1007 | 274-MS | FWM-X108 | 004509 | 274-X108 | Station Prover Drain Valve | Valve
1007 | 274-MS | FWM-X109 | 004510 | 274-X109 | Station Sump Pump Injection Valve To Motiva | Valve
1007 | 274-MS | FWM-X110 | 004511 | 274-X110 | Station Sump Pump Discharge Valve | Valve
1007 | 275-MS | DAL-A101 | 004512 | 275-A101 | Station Receiver Drain Valve | Valve
1007 | 275-MS | DAL-A102 | 004513 | 275-A102 | Station Piping Valve Blinded Off | Valve
1007 | 275-MS | DAL-A103 | 004514 | 275-A103 | Station Injection Point Valve | Valve
1007 | 275-MS | DAL-A104 | 004515 | 275-A104 | Station Strainer Drain Valve | Valve
1007 | 275-MS | DAL-A105 | 004516 | 275-A105 | Station Injection Point Valve At Williams Line | Valve
1007 | 275-MS | DAL-A106 | 004517 | 275-A106 | Station Injection Point Valve At Star Line | Valve
1007 | 275-MS | DAL-B101 | 004518 | 275-B101 | Station Manifold Valve To Williams | Valve
1007 | 275-MS | DAL-B102 | 004519 | 275-B102 | Station Manifold Valve To Star | Valve
1007 | 275-MS | DAL-BS-1 | 004520 | 275-BS-1 | 24VDC Battery System | Battery Charger | 24VDC
1007 | 275-MS | DAL-C102 | 004521 | 275-C102 | Station Manifold Check Valve To Williams | Valve
1007 | 275-MS | DAL-C103 | 004522 | 275-C103 | Station Manifold Check Valve To Star | Valve
1007 | 275-MS | DAL-C104 | 004523 | 275-C104 | Station Injection Check Valve At Williams Line | Valve
1007 | 275-MS | DAL-C105 | 004524 | 275-C105 | Station Injection Point Check Valve At Star | Valve
1007 | 275-MS | DAL-C106 | 004525 | 275-C106 | Station Injection Point Check Valve | Valve
1007 | 275-MS | DAL-Generic | 004526 | 275-Generic | Generic Equipment | Generic
1007 | 275-MS | DAL-LSHH-502 | 004527 | 275-LSHH-502 | Station Sump Tank Level Switch High High | Switch | Level
1007 | 275-MS | DAL-LT-502 | 004528 | 275-LT-502 | Station Sump Tank Level Transmitter | Transmitter | Level
1007 | 275-MS | DAL-PC606A | 004529 | 275-PC606A | Station Control Valve Upstream Pilot | Valve
1007 | 275-MS | DAL-PC606B | 004530 | 275-PC606B | Station Control Valve Downstream Pilot | Valve
1007 | 275-MS | DAL-PCV606 | 004531 | 275-PCV606 | Station Process Control Valve | Valve
1007 | 275-MS | DAL-PSH-603 | 004532 | 275-PSH-603 | Station Pressure Switch High | Switch | Pressure
1007 | 275-MS | DAL-PT-601 | 004533 | 275-PT-601 | Station Mainline Back Pressure Transmitter | Transmitter | Pressure
1007 | 275-MS | DAL-S103 | 004534 | 275-S103 | Station Receiver Block Valve | Valve
1007 | 275-MS | DAL-S106 | 004535 | 275-S106 | Station Receiver Outlet Valve | Valve
1007 | 275-MS | DAL-S109 | 004536 | 275-S109 | Station Receiver Bypass Valve | Valve
1007 | 275-MS | DAL-SP-101 Pump | 004537 | 275-SP-101 | Sump/Transfer Pump | Pump | Vertical Can-Sump
1007 | 275-MS | DAL-STR-101 | 004538 | 275-STR-101 | Station Strainer | Strainer
1007 | 275-MS | DAL-TR-101 | 004539 | 275-TR-101 | Station Receiver Thermal Relief | Thermal Relief
1006 | 277-JT | PTN-A1 | 004540 | 277-A1 | Sump Pump Discharge Valve | Valve
1006 | 277-JT | PTN-A2 | 004541 | 277-A2 | Injection Valve To P.A. Line From Sump | Valve
1006 | 277-JT | PTN-A3 | 004542 | 277-A3 | Drain Valve Between B-103 and 14" launcher | Valve
1006 | 277-JT | PTN-A4 | 004543 | 277-A4 | Injection Valve to 14" before Launcher From Sump | Valve
1006 | 277-JT | PTN-A7 | 004544 | 277-A7 | Launcher Drain Valve | Valve
1006 | 277-JT | PTN-B101 | 004545 | 277-B101 | Station Bypass Valve Lake Charles to Port Arthur | Valve | Gate
1006 | 277-JT | PTN-B102 | 004546 | 277-B102 | From Shippers to P.A 12" | Valve
1006 | 277-JT | PTN-B103 | 004547 | 277-B103 | To 14" Launcher From Lake Charles | Valve
1006 | 277-JT | PTN-B104 | 004548 | 277-B104 | To 14" launcher From Shippers | Valve
1006 | 277-JT | PTN-B105 | 004549 | 277-B105 | From Unical | Valve
1006 | 277-JT | PTN-B106 | 004550 | 277-B106 | From Fina | Valve
1006 | 277-JT | PTN-BS-1 | 004551 | 277-BS-1 | 24VDC Battery System | Battery Charger | 24VDC
1006 | 277-JT | PTN-C101 | 004552 | 277-C101 | Station Bypass Check Valve | Valve
1006 | 277-JT | PTN-C102 | 004553 | 277-C102 | Station Check Valve After 277-MOV-B102 | Valve
1006 | 277-JT | PTN-C103 | 004554 | 277-C103 | Check Valve After 277-MOV-B105 | Valve
1006 | 277-JT | PTN-C104 | 004555 | 277-C104 | Check Valve After 277-MOV-B106 | Valve
1006 | 277-JT | PTN-CA1 | 004556 | 277-CA1 | Injection Check Valve To P.A Line From Sump | Valve
1006 | 277-JT | PTN-CA2 | 004557 | 277-CA2 | Injection Check Valve to 14" Before Launcher From Sump | Valve
1006 | 277-JT | PTN-DT-308 | 004558 | 277-DT-308 | Station Gravitometer From Shippers | Transmitter | Density
1006 | 277-JT | PTN-FL-1 | 004559 | 277-FL-1 | Floodlight 1 | Floodlight
1006 | 277-JT | PTN-FL-2 | 004560 | 277-FL-2 | Floodlight 2 | Floodlight
1006 | 277-JT | PTN-Generic | 004561 | 277-Generic | Generic Equipment | Generic
1006 | 277-JT | PTN-LT-501 | 004562 | 277-LT-501 | Sump Level Transmitter | Transmitter | Level
1006 | 277-JT | PTN-PT-601 | 004563 | 277-PT-601 | Station Pressure Transmitter | Transmitter | Pressure
1006 | 277-JT | PTN-S101 | 004564 | 277-S101 | Launcher Outlet Valve | Valve | Gate
1006 | 277-JT | PTN-S102 | 004565 | 277-S102 | Launcher Bypass Valve | Valve | Gate
1006 | 277-JT | PTN-S103 | 004566 | 277-S103 | Launcher Inlet Valve | Valve | Gate
1006 | 277-JT | PTN-SP-101 Pump | 004567 | 277-SP-101 | Sump Pump | Pump | Vertical Can-Sump
1006 | 277-JT | PTN-TR-100 | 004568 | 277-TR-100 | Thermal Relief Fina Line | Thermal Relief
1006 | 277-JT | PTN-TR-103 | 004569 | 277-TR-103 | Thermal Relief 14" Launcher | Thermal Relief
1006 | 277-JT | PTN-TR-104 | 004570 | 277-TR-104 | Thermal Relief Prover | Thermal Relief
1006 | 277-JT | PTN-TT-701 | 004571 | 277-TT-701 | Station Temperature Transmitter | Transmitter | Temperature
1006 | 277-JT | PTN-U1 | 004572 | 277-U1 | Prover Inlet Drain to Sump | Valve
1007 | 311-PS | THK-Generic | 004573 | 311-Generic | Generic Equipment | Generic
1007 | 313-PS | ADM-Generic | 004574 | 313-Generic | Generic Equipment | Generic
1002 | 341-PS | DUR-902 | 004575 | 341-902 | Station Mainline Block Valve | Valve
1002 | 341-PS | DUR-904 | 004576 | 341-904 | Station Suction Valve | Valve
1002 | 341-PS | DUR-905 | 004577 | 341-905 | Station Discharge Valve | Valve
1002 | 341-PS | DUR-906 | 004578 | 341-906 | Station Alternate Suction Valve | Valve
1002 | 341-PS | DUR-907 | 004579 | 341-907 | Station Alternate Discharge Valve | Valve
1002 | 341-PS | DUR-910 | 004580 | 341-910 | PU-1 Suction Valve | Valve
1002 | 341-PS | DUR-911 | 004581 | 341-911 | PU-1 Discharge Valve | Valve
1002 | 341-PS | DUR-920 | 004582 | 341-920 | PU-2 Suction Valve | Valve
1002 | 341-PS | DUR-921 | 004583 | 341-921 | PU-2 Discharge Valve | Valve
1002 | 341-PS | DUR-930 | 004584 | 341-930 | PU-3 Suction Valve | Valve
1002 | 341-PS | DUR-931 | 004585 | 341-931 | PU-3 Discharge Valve | Valve
1002 | 341-PS | DUR-A10 | 004586 | 341-A10 | Station Sump Pump Discharge Valve | Valve
1002 | 341-PS | DUR-A11 | 004587 | 341-A11 | Station Transmix Tank Inlet Valve From Sump Pump | Valve
1002 | 341-PS | DUR-A12 | 004588 | 341-A12 | Station Transfer Pump Suction Valve Fron Transmix Tank | Valve
1002 | 341-PS | DUR-A13 | 004589 | 341-A13 | Station Transmix Tank Drain Valve to Vac Truck | Valve
1002 | 341-PS | DUR-A14 | 004590 | 341-A14 | Station Transfer Pump Discharge Valve | Valve
1002 | 341-PS | DUR-A15 | 004591 | 341-A15 | Station Injection Valve From Transfer Pump | Valve
1002 | 341-PS | DUR-A16 | 004592 | 341-A16 | PU-1 Seal Pot Drain Valve | Valve
1002 | 341-PS | DUR-A17 | 004593 | 341-A17 | PU-2 Seal Pot Drain Valve | Valve
1002 | 341-PS | DUR-A18 | 004594 | 341-A18 | PU-3 Seal Pot Drain Valve | Valve
1002 | 341-PS | DUR-BP1 | 004595 | 341-BP1 | Station Mainline Check Valve After First Flow Tee | Valve
1002 | 341-PS | DUR-BP2 | 004596 | 341-BP2 | Station Mainline Check Valve After Second Flow Tee | Valve
1002 | 341-PS | DUR-BS-1 | 004597 | 341-BS-1 | 24VDC Battery System | Battery Charger | 24VDC
1002 | 341-PS | DUR-C50 | 004598 | 341-C50 | Station Sump Pump Discharge Check Valve | Valve
1002 | 341-PS | DUR-C51 | 004599 | 341-C51 | Station Injection Line Check Valve | Valve
1002 | 341-PS | DUR-C52 | 004600 | 341-C52 | Station Mainline Sphere Pressure Relief Check Valve | Valve
1002 | 341-PS | DUR-DRA | 004601 | 341-DRA | DRA Injection System | DRA Injection System
1002 | 341-PS | DUR-Generic | 004602 | 341-Generic | Generic Equipment | Generic
1002 | 341-PS | DUR-HP-101 | 004603 | 341-HP-101 | Hydraulic Pump | Pump | Variable Volume
1002 | 341-PS | DUR-HP-102 | 004604 | 341-HP-102 | Hydraulic Pump | Pump | Variable Volume
1002 | 341-PS | DUR-LSH-501 | 004605 | 341-LIT-501 | Station Transmix Tank Level Indicating Transmitter | Transmitter | Level
1002 | 341-PS | DUR-LSH-510 | 004606 | 341-LSH-501 | Station Transmix Tank Level Switch High | Switch | Level
1002 | 341-PS | DUR-LSH-520 | 004607 | 341-LSH-510 | PU-1 Seal Pot Level Switch High | Switch | Level
1002 | 341-PS | DUR-LSH-530 | 004608 | 341-LSH-520 | PU-2 Seal Pot Level Switch High | Switch | Level
1002 | 341-PS | DUR-LSHH-502 | 004609 | 341-LSH-530 | PU-3 Seal Pot Level Switch High | Switch | Level
1002 | 341-PS | DUR-LT-501 | 004610 | 341-LSHH-502 | Station Sump Tank Level Switch High High | Switch | Level
1002 | 341-PS | DUR-LT-503 | 004611 | 341-LT-503 | Station Sump Tank Level Transmitter | Transmitter | Level
1002 | 341-PS | DUR-P1 | 004612 | 341-P1 | PU-1 Check Valve | Valve
1002 | 341-PS | DUR-P2 | 004613 | 341-P2 | PU-2 Check Valve | Valve
1002 | 341-PS | DUR-P3 | 004614 | 341-P3 | PU-3 Check Valve | Valve
1002 | 341-PS | DUR-PCV612 | 004615 | 341-PCV612 | Station Process Control Valve | Valve
1002 | 341-PS | DUR-PSH-602 | 004616 | 341-PSH-602 | Station Transfer Pump Dischargew Pressure Switch High | Switch | Pressure
1002 | 341-PS | DUR-PSH-606 | 004617 | 341-PSH-606 | Station PU-1 Case Pressure Switch High | Switch | Pressure
1002 | 341-PS | DUR-PSH-608 | 004618 | 341-PSH-608 | PU-2 Case Pressure Switch High | Switch | Pressure
1002 | 341-PS | DUR-PSH-610 | 004619 | 341-PSH-610 | PU-3 Case Pressure Switch High | Switch | Pressure
1002 | 341-PS | DUR-PSHH-612 | 004620 | 341-PSHH-612 | Station Discharge Pressure Switch High High | Switch | Pressure
1002 | 341-PS | DUR-PSL-604 | 004621 | 341-PSL-604 | Station Pump Units Suction Pressure Switch Low | Switch | Pressure
1002 | 341-PS | DUR-PSL-605 | 004622 | 341-PSL-605 | Station PU-1 Suction Pressure Switch Low | Switch | Pressure
1002 | 341-PS | DUR-PSL-607 | 004623 | 341-PSL-607 | PU-2 Suction Pressure Switch Low | Switch | Pressure
1002 | 341-PS | DUR-PSL-609 | 004624 | 341-PSL-609 | PU-3 Suction Pressure Switch Low | Switch | Pressure
1002 | 341-PS | DUR-PSL-613 | 004625 | 341-PSL-613 | Station Hydraulics Pressure Switch Low | Switch | Pressure
1002 | 341-PS | DUR-PSLL-614 | 004626 | 341-PSLL-614 | Station Hydraulics Pressure Switch Low Low | Switch | Pressure
1002 | 341-PS | DUR-PT-601 | 004627 | 341-PT-601 | Station Suction Pressure Transmitter | Transmitter | Pressure
1002 | 341-PS | DUR-PT-602 | 004628 | 341-PT-602 | Station Pump Units Suction Pressure Transmitter | Transmitter | Pressure
1002 | 341-PS | DUR-PT-609 | 004629 | 341-PT-609 | Station Case Pressure Transmitter | Transmitter | Pressure
1002 | 341-PS | DUR-PT-612 | 004630 | 341-PT-612 | Station Discharge Pressure Transmitter | Transmitter | Pressure
1002 | 341-PS | DUR-PU1-Pump | 004631 | 341-PU-1 | Station Pump Unit 1 | Pump | Horizontal-Centrifugal
1002 | 341-PS | DUR-PU2-Pump | 004632 | 341-PU-2 | Station Pump Unit 2 | Pump | Horizontal-Centrifugal
1002 | 341-PS | DUR-PU3-Pump | 004633 | 341-PU-3 | Station Pump Unit 3 | Pump | Horizontal-Centrifugal
1002 | 341-PS | DUR-SD1 | 004634 | 341-SD1 | Station Check Valve After Control Valve | Valve
1002 | 341-PS | DUR-SP-101 Pump | 004635 | 341-SP-101 | Sump Pump | Pump | Vertical Can-Sump
1002 | 341-PS | DUR-ST-1 | 004636 | 341-ST-1 | Durant Sump Tank | Tank | Sump
1002 | 341-PS | DUR-STR-1 | 004637 | 341-STRNR-1 | Station Strainer | Strainer
1002 | 341-PS | DUR-TP-101 | 004638 | 341-TP-101 | Transfer Pump | Pump | Positive Displacement
1002 | 341-PS | DUR-TR-101 | 004639 | 341-TR-101 | Station Mainline Loop Thermal Relief | Thermal Relief
1002 | 341-PS | DUR-TR-102 | 004640 | 341-TR-102 | Station Discharge Thermal Relief | Thermal Relief
1002 | 341-PS | DUR-TR-103 | 004641 | 341-TR-103 | Station Transfer Pump Thermal Relief | Thermal Relief
1002 | 341-PS | DUR-TR-104 | 004642 | 341-TR-104 | PU-1 Thermal Relief | Thermal Relief
1002 | 341-PS | DUR-TR-105 | 004643 | 341-TR-105 | Pu-2 Thermal Relief | Thermal Relief
1002 | 341-PS | DUR-TR-106 | 004644 | 341-TR-106 | PU-3 Thermal Relief | Thermal Relief
1002 | 341-PS | DUR-U10 | 004645 | 341-U10 | Station Fill Valve | Valve
1002 | 341-PS | DUR-U11 | 004646 | 341-U11 | Station Mainline Drain Valve | Valve
1002 | 341-PS | DUR-U12 | 004647 | 341-U12 | Station Alternate Discharge Line Drain Valve | Valve
1002 | 341-PS | DUR-U13 | 004648 | 341-U13 | Station Strainer Drain Valve | Valve
1002 | 341-PS | DUR-U14 | 004649 | 341-U14 | PU-1 Suction Side Drain Valve | Valve
1002 | 341-PS | DUR-U15 | 004650 | 341-U15 | PU-1 Discharge Side Drain Valve | Valve
1002 | 341-PS | DUR-U16 | 004651 | 341-U16 | PU-2 Suction Side Drain Valve | Valve
1002 | 341-PS | DUR-U17 | 004652 | 341-U17 | PU-2 Discharge Side Drain Valve | Valve
1002 | 341-PS | DUR-U18 | 004653 | 341-U18 | PU-1 Fill Valve | Valve
1002 | 341-PS | DUR-U19 | 004654 | 341-U19 | Pu-2 Fill Valve | Valve
1002 | 341-PS | DUR-U20 | 004655 | 341-U20 | Station Discharge Loop Drain Valve | Valve
1002 | 341-PS | DUR-U21 | 004656 | 341-U21 | Station Sump Tank Inlet Valve | Valve
1002 | 341-PS | DUR-U22 | 004657 | 341-U22 | Station Discharge Sample Valve | Valve
1002 | 341-PS | DUR-U23 | 004658 | 341-U23 | On Mainline Discharge Side Future Use | Valve
1002 | 341-PS | DUR-U24 | 004659 | 341-U24 | PU-3 Suction Side Drain Valve | Valve
1002 | 341-PS | DUR-U25 | 004660 | 341-U25 | PU-3 Discharge Side Drain Valve | Valve
1002 | 341-PS | DUR-U26 | 004661 | 341-U26 | PU-3 Fill Valve | Valve
1002 | 341-PS | DUR-VT-101 | 004662 | 341-VT-101 | PU-1 Vibration Transmitter | Transmitter | Vibration
1002 | 341-PS | DUR-VT-102 | 004663 | 341-VT-102 | PU-2 Vibration Transmitter | Transmitter | Vibration
1002 | 341-PS | DUR-VT-103 | 004664 | 341-VT-103 | PU-3 Vibration Transmitter | Transmitter | Vibration
1002 | 341-PS | DUR-ZS-1 | 004665 | 341-ZS-1 | Station Pig Sig 1 | Sphere Detector
1002 | 341-PS | DUR-ZS-2 | 004666 | 341-ZS-2 | Station Pig Sig 2 | Sphere Detector
1002 | 341-PS | DUR-ZS-3 | 004667 | 341-ZS-3 | Station Pig Sig 3 | Sphere Detector
1002 | 341-PS | DUR-ZS-4 | 004668 | 341-ZS-4 | Station Pig Sig 4 | Sphere Detector
1002 | 343-PS | CGT-142 | 004669 | 343-152 | Colgate Unit 1 Bypass Breaker | Breaker | Medium Voltage
1002 | 343-PS | CGT-202 | 004670 | 343-202 | Station Block Valve | Valve | Ball
1002 | 343-PS | CGT-203 | 004671 | 343-203 | Transmix Tank to Transfer Pump | Valve | Ball
1002 | 343-PS | CGT-204 | 004672 | 343-204 | Primary Suction Valve | Valve | Ball
1002 | 343-PS | CGT-205 | 004673 | 343-205 | Primary Discharge Valve | Valve | Ball
1002 | 343-PS | CGT-206 | 004674 | 343-206 | Alternate Suction Valve | Valve | Ball
1002 | 343-PS | CGT-207 | 004675 | 343-207 | Alternate Discharge Valve | Valve | Ball
1002 | 343-PS | CGT-209 | 004676 | 343-209 | Transfer Pump to Station Header | Valve | Ball
1002 | 343-PS | CGT-210 | 004677 | 343-210 | Suction - Pump #1 | Valve | Ball
1002 | 343-PS | CGT-211 | 004678 | 343-211 | Discharge - Pump #1 | Valve | Ball
1002 | 343-PS | CGT-220 | 004679 | 343-220 | Suction - Pump #2 | Valve | Ball
1002 | 343-PS | CGT-221 | 004680 | 343-221 | Discharge - Pump #2 | Valve | Ball
1002 | 343-PS | CGT-242 | 004681 | 343-242 | Colgate Unit 2 Bypass Breaker | Breaker | Medium Voltage
1002 | 343-PS | CGT-AC-1 | 004682 | 343-AC-1 | Colgate Control Room Air Conditioner/Heater | HVAC
1002 | 343-PS | CGT-AC-2 | 004683 | 343-AC-2 | Colgate Electrical Room Air Conditioner/Heater | HVAC
1002 | 343-PS | CGT-AE921 | 004684 | 343-AE921 | Colgate Vapor Monitor #1 | Transmitter | Hazardous Atmosphere
1002 | 343-PS | CGT-AE922 | 004685 | 343-AE922 | Colgate Vapor Monitor #2 | Transmitter | Hazardous Atmosphere
1002 | 343-PS | CGT-AE923 | 004686 | 343-AE923 | Colgate Vapor Monitor #3 | Transmitter | Hazardous Atmosphere
1002 | 343-PS | CGT-AE924 | 004687 | 343-AE924 | Colgate Vapor Monitor #4 | Transmitter | Hazardous Atmosphere
1002 | 343-PS | CGT-B01 | 004688 | 343-B01 | Main Line Station Inlet | Valve | Gate
1002 | 343-PS | CGT-B02 | 004689 | 343-B02 | Main Line Drain Valve | Valve | Ball
1002 | 343-PS | CGT-B03 | 004690 | 343-B03 | Isolation to Future Densitometer | Valve | Ball
1002 | 343-PS | CGT-B04 | 004691 | 343-B04 | Isolation for Station Fill Line | Valve | Ball
1002 | 343-PS | CGT-B05 | 004692 | 343-B05 | Manifold Drain Valve | Valve | Ball
1002 | 343-PS | CGT-B06 | 004693 | 343-B06 | Strainer STR-101 Drain Valve | Valve | Ball
1002 | 343-PS | CGT-B07 | 004694 | 343-B07 | Pump #1 Piping Fill Valve | Valve | Ball
1002 | 343-PS | CGT-B08 | 004695 | 343-B08 | Pump #1 Piping Drain Valve | Valve | Ball
1002 | 343-PS | CGT-B09 | 004696 | 343-B09 | Pump #1 Seal Drain Valve | Valve | Ball
1002 | 343-PS | CGT-B10 | 004697 | 343-B10 | Pump #1 Piping Drain Valve | Valve | Ball
1002 | 343-PS | CGT-B12 | 004698 | 343-B12 | Pump #2 Piping Fill Valve | Valve | Ball
1002 | 343-PS | CGT-B13 | 004699 | 343-B13 | Pump #2 Piping Drain Valve | Valve | Ball
1002 | 343-PS | CGT-B14 | 004700 | 343-B14 | Pump #2 Seal Drain Valve | Valve | Ball
1002 | 343-PS | CGT-B15 | 004701 | 343-B15 | Pump #2 Piping Drain Valve | Valve | Ball
1002 | 343-PS | CGT-B17 | 004702 | 343-B17 | Manifold Drain Valve | Valve | Ball
1002 | 343-PS | CGT-B19 | 004703 | 343-B19 | Manifold Drain Valve | Valve | Ball
1002 | 343-PS | CGT-B21 | 004704 | 343-B21 | Main Line Drain Valve | Valve | Ball
1002 | 343-PS | CGT-B23 | 004705 | 343-B23 | Isolation Valve for PCV-640 | Valve | Ball
1002 | 343-PS | CGT-B24 | 004706 | 343-B24 | Isolation Valve for PCV-640 | Valve | Ball
1002 | 343-PS | CGT-B26 | 004707 | 343-B26 | Main Line Drain Valve | Valve | Ball
1002 | 343-PS | CGT-B27 | 004708 | 343-B27 | Main Line Station Outlet | Valve | Gate
1002 | 343-PS | CGT-B32 | 004709 | 343-B32 | Sump Tank Drain Inlet Valve | Valve | Ball
1002 | 343-PS | CGT-B33 | 004710 | 343-B33 | Sump Pump Discharge Isolation Valve | Valve | Ball
1002 | 343-PS | CGT-B35 | 004711 | 343-B35 | Truck Loading Isolation Valve | Valve | Ball
1002 | 343-PS | CGT-B36 | 004712 | 343-B36 | Transmix Tank By-Pass Valve | Valve | Ball
1002 | 343-PS | CGT-B37 | 004713 | 343-B37 | Transmix Tank Inlet Valve | Valve | Ball
1002 | 343-PS | CGT-B38 | 004714 | 343-B38 | Transmix Tank Water Draw | Valve | Ball
1002 | 343-PS | CGT-B39 | 004715 | 343-B39 | Transfer Pump Suction Isolation Valve | Valve | Ball
1002 | 343-PS | CGT-B40 | 004716 | 343-B40 | Transfer Pump Discharge Isolation Valve | Valve | Ball
1002 | 343-PS | CGT-B42 | 004717 | 343-B42 | Isolation Valve for FSH-402 | Valve | Ball
1002 | 343-PS | CGT-B43 | 004718 | 343-B43 | FSH-402 By-Pass Valve | Valve | Ball
1002 | 343-PS | CGT-B44 | 004719 | 343-B44 | Isolation Valve for FSH-402 | Valve | Ball
1002 | 343-PS | CGT-B46 | 004720 | 343-B46 | Transmix Tank Containment Area Drain Valve | Valve | Gate
1002 | 343-PS | CGT-B47 | 004721 | 343-B47 | Transmix Tank Containment Area Drain Valve | Valve | Gate
1002 | 343-PS | CGT-B48 | 004722 | 343-B48 | Transmix Tank Future Return Connection | Valve | Ball
1002 | 343-PS | CGT-BS | 004723 | 343-BS | Colgate 24 VDC Battery System/Charger | Battery Charger | 24VDC
1002 | 343-PS | CGT-C11 | 004724 | 343-C11 | Main Line Pump #1 Piping Check Valve | Valve | Swing Check
1002 | 343-PS | CGT-C16 | 004725 | 343-C16 | Main Line Pump #2 Piping Check Valve | Valve | Swing Check
1002 | 343-PS | CGT-C18 | 004726 | 343-C18 | Manifold Piping Check Valve | Valve | Swing Check
1002 | 343-PS | CGT-C20 | 004727 | 343-C20 | Main Line Piping Check Valve | Valve | Swing Check
1002 | 343-PS | CGT-C22 | 004728 | 343-C22 | Manifold Piping Check Valve | Valve | Swing Check
1002 | 343-PS | CGT-C25 | 004729 | 343-C25 | Main Line Piping Check Valve | Valve | Swing Check
1002 | 343-PS | CGT-C28 | 004730 | 343-C28 | Seal Drain Backflow Prevention | Valve | Swing Check
1002 | 343-PS | CGT-C29 | 004731 | 343-C29 | Sample Drain Backflow Prevention | Valve | Swing Check
1002 | 343-PS | CGT-C30 | 004732 | 343-C30 | Sample Drain Backflow Prevention | Valve | Swing Check
1002 | 343-PS | CGT-C31 | 004733 | 343-C31 | Transmix Return @ Main Line Check Valve | Valve | Swing Check
1002 | 343-PS | CGT-C34 | 004734 | 343-C34 | Sump Pump Discharge Check Valve | Valve | Swing Check
1002 | 343-PS | CGT-C41 | 004735 | 343-C41 | Transfer Pump Discharge Check Valve | Valve | Swing Check
1002 | 343-PS | CGT-C45 | 004736 | 343-C45 | Sample Drain Backflow Prevention | Valve | Swing Check
1002 | 343-PS | CGT-DRA | 004737 | 343-DRA | DRA Injection System | DRA Injection System
1002 | 343-PS | CGT-FSH-402 | 004738 | 343-FSH-402 | Colgate Transmix Injection Line Flow Switch | Switch | Flow
1002 | 343-PS | CGT-GENSET | 004739 | 343-GENSET | Colgate Back-Up Generator | Generator
1002 | 343-PS | CGT-LIT-502 | 004740 | 343-LIT-502 | Colgate Sump Level Indicating Transmitter | Transmitter | Level
1002 | 343-PS | CGT-LSHH-501 | 004741 | 343-LSHH-501 | Colgate Sump Tank Level HI HI Switch | Switch | Level
1002 | 343-PS | CGT-LSHH-503 | 004742 | 343-LSHH-504 | Colgate Transmix Tank Level Hi Hi | Switch | Level
1002 | 343-PS | CGT-LT-504 | 004743 | 343-LT-504 | Colgate Transmix Tank Level Transmitter | Transmitter | Level
1002 | 343-PS | CGT-M52 | 004744 | 343-M52 | Colgate Station 4160V Main Breaker | Breaker | Medium Voltage
1002 | 343-PS | CGT-MCC-201 | 004745 | 343-MCC-201 | Colgate Motor Control Center | Motor Control Center
1002 | 343-PS | CGT-PCV640 | 004746 | 343-PCV640 | Pressure Control Valve Model V260 | Valve | Ball
1002 | 343-PS | CGT-PFCC-1 | 004747 | 343-PFCC-1 | Colgate Power Factor Correction Capacitor Bank 1 | Capacitor Bank | Power Factor Correction
1002 | 343-PS | CGT-PFCC-2 | 004748 | 343-PFCC-2 | Colgate Power Factor Correction Capacitor Bank 2 | Capacitor Bank | Power Factor Correction
1002 | 343-PS | CGT-PIT-601 | 004749 | 343-PIT-601 | Colgate Station Suction Indicating Transmitter | Transmitter | Pressure
1002 | 343-PS | CGT-PIT-602 | 004750 | 343-PIT-602 | Colgate Units Suction Indicating Transmitter | Transmitter | Pressure
1002 | 343-PS | CGT-PIT-603 | 004751 | 343-PIT-603 | Colgate Station Discharge Indicating Transmitter | Transmitter | Pressure
1002 | 343-PS | CGT-PIT-604 | 004752 | 343-PIT-604 | Colgate Station Case Indicating Transmitter | Transmitter | Pressure
1002 | 343-PS | CGT-PIT-607 | 004753 | 343-PIT-607 | Colgate Sump Discharge Indicating Transmitter | Transmitter | Pressure
1002 | 343-PS | CGT-PIT-608 | 004754 | 343-PIT-608 | Colgate Transfer Pump Discharge Indicating Transmitter | Transmitter | Pressure
1002 | 343-PS | CGT-PIT-611 | 004755 | 343-PIT-611 | Colgate Unit #1 Discharge Indicating Transmitter | Transmitter | Pressure
1002 | 343-PS | CGT-PIT-621 | 004756 | 343-PIT-621 | Colgate Unit #2 Discharge Indicating Transmitter | Transmitter | Pressure
1002 | 343-PS | CGT-PSV-641 | 004757 | 343-PSV-641 | Colgate Transfer Pump Thermal Relief | Thermal Relief
1002 | 343-PS | CGT-PSV-643 | 004758 | 343-PSV-643 | Colgate Mainline Unit Loop Thermal Relief | Thermal Relief
1002 | 343-PS | CGT-PT-601A | 004759 | 343-PT-601A | Colgate Station Suction Transmitter | Transmitter | Pressure
1002 | 343-PS | CGT-PT-603A | 004760 | 343-PT-603A | Colgate Station Discharge Transmitter | Transmitter | Pressure
1002 | 343-PS | CGT-PU1-Pump | 004761 | 343-PU1 | Colgate Mainline Pump Unit 1 | Pump | Horizontal-Centrifugal
1002 | 343-PS | CGT-PU2-Pump | 004762 | 343-PU2 | Colgate Mainline Pump Unit 2 | Pump | Horizontal-Centrifugal
1002 | 343-PS | CGT-PV603 | 004763 | 343-PV603 | Control Valve Model 2760 | Valve | Ball
1002 | 343-PS | CGT-SP-101 | 004764 | 343-SP-101 | Sump Pump | Pump | Vertical Can-Sump
1002 | 343-PS | CGT-ST-101 | 004765 | 343-ST-101 | Coalgate Sump Tank | Tank | Sump
1002 | 343-PS | CGT-STR-101 | 004766 | 343-STR-101 | Colgate Strainer | Strainer
1002 | 343-PS | CGT-SV104 | 004767 | 343-SV104 | Colgate Alternate Discharge Equalization Line Solenoid Valve | Valve | Solenoid
1002 | 343-PS | CGT-SV107 | 004768 | 343-SV107 | Colgate Primary Suction Equalization Line Solenoid Valve | Valve | Solenoid
1002 | 343-PS | CGT-T52 | 004769 | 343-T52 | Colgate 480V Transformer Breaker | Breaker | Medium Voltage
1002 | 343-PS | CGT-TP-101 | 004770 | 343-TP-101 | Transfer Pump | Pump | Positive Displacement
1002 | 343-PS | CGT-TR-1 | 004771 | 343-TR-1 | Colgate Unit #1 Thermal Relief | Thermal Relief
1002 | 343-PS | CGT-TR-101 | 004772 | 343-TR-101 | Colgate 4160V/480V Pad Mount Transformer | Transformer
1002 | 343-PS | CGT-TR-2 | 004773 | 343-TR-2 | Colgate Unit #2 Thermal Relief | Thermal Relief
1002 | 343-PS | CGT-TT-701 | 004774 | 343-TT-701 | Colgate Station Inlet Product Temperature | Transmitter | Temperature
1002 | 343-PS | CGT-TT-702 | 004775 | 343-TT-702 | Colgate Station Outlet Product Temperature | Transmitter | Temperature
1002 | 343-PS | CGT-TT-704 | 004776 | 343-TT-704 | Colgate Ground Temperature | Transmitter | Temperature
1002 | 343-PS | CGT-TT-707 | 004777 | 343-TT-707 | Colgate Electrical Room Temperature | Transmitter | Temperature
1002 | 343-PS | CGT-V142 | 004778 | 343-V152 | Colgate Unit 1 VFD Breaker | Breaker | Medium Voltage
1002 | 343-PS | CGT-V242 | 004779 | 343-V242 | Colgate Unit 2 VFD Breaker | Breaker | Medium Voltage
1002 | 343-PS | CGT-V52 | 004780 | 343-V52 | Colgate VFD Feeder Breaker | Breaker | Medium Voltage
1002 | 343-PS | CGT-VFD-100 | 004781 | 343-VFD-100 | Colgate Robicon Variable Frequency Drive | Variable Frequency Drive
1002 | 343-PS | CGT-VFD-CT | 004782 | 343-VFD-CT | Colgate Robicon Variable Frequency Drive Cooling Tower | Variable Frequency Drive
1002 | 343-PS | CGT-VT-810 | 004783 | 343-VT-810 | Colgate Unit #1 Outboard Vibration Transmitter | Transmitter | Vibration
1002 | 343-PS | CGT-VT-813 | 004784 | 343-VT-813 | Colgate Unit #1 Inboard Vibration Transmitter | Transmitter | Vibration
1002 | 343-PS | CGT-VT-820 | 004785 | 343-VT-820 | Colgate Unit #2 Outboard Vibration Transmitter | Transmitter | Vibration
1002 | 343-PS | CGT-VT-823 | 004786 | 343-VT-823 | Colgate Unit #2 Inboard Vibration Transmitter | Transmitter | Vibration
1002 | 343-PS | CGT-ZS-301 | 004787 | 343-ZS-301 | Colgate Pigsig 1 | Sphere Detector
1002 | 343-PS | CGT-ZS-302 | 004788 | 343-ZS-302 | Colgate Pigsig 2 | Sphere Detector
1002 | 343-PS | CGT-ZS-303 | 004789 | 343-ZS-303 | Colgate Pigsig 3 | Sphere Detector
1002 | 343-PS | CGT-ZS-304 | 004790 | 343-ZS-304 | Colgate Pigsig 4 | Sphere Detector
1003 | 346-PS | HOL-1102 | 004791 | 346-1102 | Station Mainline Block Valve | Valve
1003 | 346-PS | HOL-1104 | 004792 | 346-1104 | Station Suction Valve | Valve
1003 | 346-PS | HOL-1105 | 004793 | 346-1105 | Station Discharge Valve | Valve
1003 | 346-PS | HOL-1106 | 004794 | 346-1106 | Station Alternate Suction Valve | Valve
1003 | 346-PS | HOL-1107 | 004795 | 346-1107 | Station Alternate Discharge Valve | Valve
1003 | 346-PS | HOL-1110 | 004796 | 346-1110 | PU-1 Suction Valve | Valve
1003 | 346-PS | HOL-1111 | 004797 | 346-1111 | PU-1 Discharge Valve | Valve
1003 | 346-PS | HOL-1120 | 004798 | 346-1120 | PU-2 Suction Valve | Valve
1003 | 346-PS | HOL-1121 | 004799 | 346-1121 | PU-2 Discharge Valve | Valve
1003 | 346-PS | HOL-1130 | 004800 | 346-1130 | PU-3 Suction Valve | Valve
1003 | 346-PS | HOL-1131 | 004801 | 346-1131 | PU-3 Discharge Valve | Valve
1003 | 346-PS | HOL-A10 | 004802 | 346-A10 | Station Sump Pump Discharge Valve | Valve
1003 | 346-PS | HOL-A11 | 004803 | 346-A11 | Station Transmix Tank Inlet Valve From Sump Pump | Valve
1003 | 346-PS | HOL-A12 | 004804 | 346-A12 | Station Transfer Pump Suction Valve Fron Transmix Tank | Valve
1003 | 346-PS | HOL-A14 | 004805 | 346-A14 | Station Transfer Pump Discharge Valve | Valve
1003 | 346-PS | HOL-A15 | 004806 | 346-A15 | Station Injection Valve From Transfer Pump | Valve
1003 | 346-PS | HOL-A17 | 004807 | 346-A17 | PU-2 Seal Pot Drain Valve | Valve
1003 | 346-PS | HOL-A18 | 004808 | 346-A18 | Station Transmix Tank Drain Valve to Vac Truck | Valve
1003 | 346-PS | HOL-A19 | 004809 | 346-A19 | Station Strainer Drain Valve | Valve
1003 | 346-PS | HOL-A20 | 004810 | 346-A20 | Station Sump Pump Discharge Valve to Transfer Pump | Valve
1003 | 346-PS | HOL-A21 | 004811 | 346-A21 | PU-1 Seal Pot Drain Valve | Valve
1003 | 346-PS | HOL-A22 | 004812 | 346-A22 | PU-3 Seal Pot Drain Valve | Valve
1003 | 346-PS | HOL-BP1 | 004813 | 346-BP1 | Station Mainline Check Valve After First Flow Tee | Valve
1003 | 346-PS | HOL-BP2 | 004814 | 346-BP2 | Station Mainline Check Valve After Second Flow Tee | Valve
1003 | 346-PS | HOL-BS-1 | 004815 | 346-BS-1 | 24VDC Battery System | Battery Charger | 24VDC
1003 | 346-PS | HOL-C50 | 004816 | 346-C50 | Station Sump Pump Discharge Check Valve | Valve
1003 | 346-PS | HOL-C51 | 004817 | 346-C51 | Station Injection Line Check Valve | Valve
1003 | 346-PS | HOL-C52 | 004818 | 346-C52 | Station Mainline Sphere Pressure Relief Check Valve | Valve
1003 | 346-PS | HOL-DRA | 004819 | 346-DRA | DRA Injection Systam | DRA Injection System
1003 | 346-PS | HOL-Generic | 004820 | 346-Generic | Generic Equipment | Generic
1003 | 346-PS | HOL-HP-101 | 004821 | 346-HP-101 | Hydraulic Pump | Pump | Variable Volume
1003 | 346-PS | HOL-HP-102 | 004822 | 346-HP-102 | Hydraulic Pump | Pump | Variable Volume
1003 | 346-PS | HOL-LSH-504 | 004823 | 346-LSH-504 | Station Transmix Tank Level Switch High | Switch | Level
1003 | 346-PS | HOL-LSH-510 | 004824 | 346-LSH-510 | PU-1 Seal Pot Level Switch High | Switch | Level
1003 | 346-PS | HOL-LSH-520 | 004825 | 346-LSH-520 | PU-2 Seal Pot Level Switch High | Switch | Level
1003 | 346-PS | HOL-LSH-530 | 004826 | 346-LSH-530 | PU-3 Seal Pot Level Switch High | Switch | Level
1003 | 346-PS | HOL-LSHH-502 | 004827 | 346-LSHH-502 | Station Sump Tank Level Switch High High | Switch | Level
1003 | 346-PS | HOL-LT-501 | 004828 | 346-LT-501 | Station Transmix Tank Level Transmitter | Transmitter | Level
1003 | 346-PS | HOL-LT-503 | 004829 | 346-LT-503 | Station Sump Tank Level Transmitter | Transmitter | Level
1003 | 346-PS | HOL-P1 | 004830 | 346-P1 | PU-1 Check Valve | Valve
1003 | 346-PS | HOL-P2 | 004831 | 346-P2 | PU-2 Check Valve | Valve
1003 | 346-PS | HOL-P3 | 004832 | 346-P3 | PU-3 Check Valve | Valve
1003 | 346-PS | HOL-PSH-602 | 004833 | 346-PSH-602 | Station Transfer Pump Discharge Pressure Switch High | Switch | Pressure
1003 | 346-PS | HOL-PSH-605 | 004834 | 346-PSH-605 | Station Case Pressure Switch High | Switch | Pressure
1003 | 346-PS | HOL-PSH-614 | 004835 | 346-PSH-614 | Station PU-1 Case Pressure Switch High | Switch | Pressure
1003 | 346-PS | HOL-PSH-624 | 004836 | 346-PSH-624 | PU-2 Case Pressure Switch High | Switch | Pressure
1003 | 346-PS | HOL-PSH-634 | 004837 | 346-PSH-634 | PU-3 Case Pressure Switch High | Switch | Pressure
1003 | 346-PS | HOL-PSHH-607 | 004838 | 346-PSHH-607 | Station Discharge Pressure Switch High High | Switch | Pressure
1003 | 346-PS | HOL-PSL-601 | 004839 | 346-PSL-601 | Station Units Suction Pressure Switch Low | Switch | Pressure
1003 | 346-PS | HOL-PSL-623 | 004840 | 346-PSL-623 | PU-2 Suction Pressure Switch Low | Switch | Pressure
1003 | 346-PS | HOL-PSL-633 | 004841 | 346-PSL-633 | PU-3 Suction Pressure Switch Low | Switch | Pressure
1003 | 346-PS | HOL-PSLL-614 | 004842 | 346-PSLL-614 | Station Hydraulics Pressure Switch Low Low | Switch | Pressure
1003 | 346-PS | HOL-PT-601 | 004843 | 346-PT-601 | Station Suction Pressure Transmitter | Transmitter | Pressure
1003 | 346-PS | HOL-PT-602 | 004844 | 346-PT-602 | Station Pump Units Suction Pressure Transmitter | Transmitter | Pressure
1003 | 346-PS | HOL-PT-605 | 004845 | 346-PT-605 | Station Case Pressure Transmitter | Transmitter | Pressure
1003 | 346-PS | HOL-PT-607 | 004846 | 346-PT-607 | Station Discharge Pressure Transmitter | Transmitter | Pressure
1003 | 346-PS | HOL-PU1-Pump | 004847 | 346-PU-1 | Station Pump Unit 1 | Pump | Horizontal-Centrifugal
1003 | 346-PS | HOL-PU2-Pump | 004848 | 346-PU-2 | Station Pump Unit 2 | Pump | Horizontal-Centrifugal
1003 | 346-PS | HOL-PU3-Pump | 004849 | 346-PU-3 | Station Pump Unit 3 | Pump | Horizontal-Centrifugal
1003 | 346-PS | HOL-SD1 | 004850 | 346-SD1 | Station Check Valve After Control Valve | Valve
1003 | 346-PS | HOL-SP-101 Pump | 004851 | 346-SP-101 | Sump Pump | Pump | Vertical Can-Sump
1003 | 346-PS | HOL-ST-1 | 004852 | 346-ST-1 | Holdenville Sump Tank | Tank | Sump
1003 | 346-PS | HOL-STR-1 | 004853 | 346-STR-1 | Station Strainer | Strainer
1003 | 346-PS | HOL-TP-101 | 004854 | 346-TP-101 | Transfer Pump | Pump | Positive Displacement
1003 | 346-PS | HOL-TR-101 | 004855 | 346-TR-101 | Station Mainline Loop Thermal Relief | Thermal Relief
1003 | 346-PS | HOL-TR-102 | 004856 | 346-TR-102 | Station Discharge Thermal Relief | Thermal Relief
1003 | 346-PS | HOL-TR-103 | 004857 | 346-TR-103 | Station Transfer Pump Thermal Relief | Thermal Relief
1003 | 346-PS | HOL-TR-104 | 004858 | 346-TR-104 | PU-1 Thermal Relief | Thermal Relief
1003 | 346-PS | HOL-TR-105 | 004859 | 346-TR-105 | PU-2 Thermal Relief | Thermal Relief
1003 | 346-PS | HOL-TR-106 | 004860 | 346-TR-106 | PU-3 Thermal Reliefr | Thermal Relief
1003 | 346-PS | HOL-TR-107 | 004861 | 346-TR-107 | Transfer Pump Station Pressure Relief | Thermal Relief
1003 | 346-PS | HOL-TR-108 | 004862 | 346-TR-108 | Missing | Thermal Relief
1003 | 346-PS | HOL-U10 | 004863 | 346-U10 | Station Fill Valve | Valve
1003 | 346-PS | HOL-U17 | 004864 | 346-U17 | PU-2 Suction Side Drain Valve | Valve
1003 | 346-PS | HOL-U18 | 004865 | 346-U18 | PU-2 Discharge Side Drain Valve | Valve
1003 | 346-PS | HOL-U19 | 004866 | 346-U19 | PU-2 Fill Valve | Valve
1003 | 346-PS | HOL-U20 | 004867 | 346-U20 | Station Discharge Loop Drain Valve | Valve
1003 | 346-PS | HOL-U21 | 004868 | 346-U21 | Station Sump Tank Inlet Valve | Valve
1003 | 346-PS | HOL-U22 | 004869 | 346-U22 | On Mainline Discharge Side Future Use | Valve
1003 | 346-PS | HOL-U23 | 004870 | 346-U23 | Station Discharge Sample Valve | Valve
1003 | 346-PS | HOL-U24 | 004871 | 346-U24 | Station Alternate Discharge Line Drain Valve | Valve
1003 | 346-PS | HOL-U25 | 004872 | 346-U25 | Station Mainline Drain Valve | Valve
1003 | 346-PS | HOL-U26 | 004873 | 346-U26 | PU-1 Suction Side Drain Valve | Valve
1003 | 346-PS | HOL-U27 | 004874 | 346-U27 | PU-1 Discharge Side Drain Valve | Valve
1003 | 346-PS | HOL-U28 | 004875 | 346-U28 | PU-1 Fill Valve | Valve
1003 | 346-PS | HOL-U29 | 004876 | 346-U29 | PU-3 Suction Side Drain Valve | Valve
1003 | 346-PS | HOL-U30 | 004877 | 346-U30 | PU-3 Discharge Side Drain Valve | Valve
1003 | 346-PS | HOL-U31 | 004878 | 346-U31 | PU-3 Fill Valve | Valve
1003 | 346-PS | HOL-VT-101 | 004879 | 346-VT-101 | PU-1 Vibration Transmitter | Transmitter | Vibration
1003 | 346-PS | HOL-VT-102 | 004880 | 346-VT-102 | PU-2 Vibration Transmitter | Transmitter | Vibration
1003 | 346-PS | HOL-VT-103 | 004881 | 346-VT-103 | PU-3 Vibration Transmitter | Transmitter | Vibration
1003 | 346-PS | HOL-ZS-1 | 004882 | 346-ZS-1 | Station Pig Sig 1 | Sphere Detector
1003 | 346-PS | HOL-ZS-2 | 004883 | 346-ZS-2 | Station Pig Sig 2 | Sphere Detector
1003 | 346-PS | HOL-ZS-3 | 004884 | 346-ZS-3 | Station Pig Sig 3 | Sphere Detector
1003 | 346-PS | HOL-ZS-4 | 004885 | 346-ZS-4 | Station Pig Sig 4 | Sphere Detector
1003 | 348-PS | OKM-SV107 | 004886 | 348-107 | Okmulgee Primary Suction Equalization Line Solenoid Valve | Valve
1003 | 348-PS | OKM-142 | 004887 | 348-152 | Okmulgee Unit 1 Bypass Breaker | Breaker | Medium Voltage
1003 | 348-PS | OKM-202 | 004888 | 348-202 | Station Block Valve | Valve | Ball
1003 | 348-PS | OKM-203 | 004889 | 348-203 | Transmix Tank to Transfer Pump | Valve | Ball
1003 | 348-PS | OKM-204 | 004890 | 348-204 | Primary Suction Valve | Valve | Ball
1003 | 348-PS | OKM-205 | 004891 | 348-205 | Primary Discharge Valve | Valve | Ball
1003 | 348-PS | OKM-206 | 004892 | 348-206 | Alternate Suction Valve | Valve | Ball
1003 | 348-PS | OKM-207 | 004893 | 348-207 | Alternate Discharge Valve | Valve | Ball
1003 | 348-PS | OKM-209 | 004894 | 348-209 | Transfer Pump to Station Header | Valve | Ball
1003 | 348-PS | OKM-210 | 004895 | 348-210 | Suction - Pump #1 | Valve | Ball
1003 | 348-PS | OKM-211 | 004896 | 348-211 | Discharge - Pump #1 | Valve | Ball
1003 | 348-PS | OKM-220 | 004897 | 348-220 | Suction - Pump #2 | Valve | Ball
1003 | 348-PS | OKM-221 | 004898 | 348-221 | Discharge - Pump #2 | Valve | Ball
1003 | 348-PS | OKM-242 | 004899 | 348-242 | Okmulgee Unit 2 Bypass Breaker | Breaker | Medium Voltage
1003 | 348-PS | OKM-AC-1 | 004900 | 348-AC-1 | Okmulgee Control Room Air Conditioner/Heater | HVAC
1003 | 348-PS | OKM-AC-2 | 004901 | 348-AC-2 | Okmulgee Electrical Room Air Conditioner/Heater | HVAC
1003 | 348-PS | OKM-AE921 | 004902 | 348-AE921 | Okmulgee Vapor Monitor #1 | Transmitter | Hazardous Atmosphere
1003 | 348-PS | OKM-AE922 | 004903 | 348-AE922 | Okmulgee Vapor Monitor #2 | Transmitter | Hazardous Atmosphere
1003 | 348-PS | OKM-AE923 | 004904 | 348-AE923 | Okmulgee Vapor Monitor #3 | Transmitter | Hazardous Atmosphere
1003 | 348-PS | OKM-AE924 | 004905 | 348-AE924 | Okmulgee Vapor Monitor #4 | Transmitter | Hazardous Atmosphere
1003 | 348-PS | OKM-B01 | 004906 | 348-B01 | Main Line Station Inlet | Valve | Gate
1003 | 348-PS | OKM-B02 | 004907 | 348-B02 | Main Line Drain Valve | Valve | Ball
1003 | 348-PS | OKM-B03 | 004908 | 348-B03 | Isolation to Future Densitometer | Valve | Ball
1003 | 348-PS | OKM-B04 | 004909 | 348-B04 | Isolation for Station Fill Line | Valve | Ball
1003 | 348-PS | OKM-B05 | 004910 | 348-B05 | Manifold Drain Valve | Valve | Ball
1003 | 348-PS | OKM-B06 | 004911 | 348-B06 | Strainer STR-101 Drain Valve | Valve | Ball
1003 | 348-PS | OKM-B07 | 004912 | 348-B07 | Pump #1 Piping Fill Valve | Valve | Ball
1003 | 348-PS | OKM-B08 | 004913 | 348-B08 | Pump #1 Piping Drain Valve | Valve | Ball
1003 | 348-PS | OKM-B09 | 004914 | 348-B09 | Pump #1 Seal Drain Valve | Valve | Ball
1003 | 348-PS | OKM-B10 | 004915 | 348-B10 | Pump #1 Piping Drain Valve | Valve | Ball
1003 | 348-PS | OKM-B12 | 004916 | 348-B12 | Pump #2 Piping Fill Valve | Valve | Ball
1003 | 348-PS | OKM-B13 | 004917 | 348-B13 | Pump #2 Piping Drain Valve | Valve | Ball
1003 | 348-PS | OKM-B14 | 004918 | 348-B14 | Pump #2 Seal Drain Valve | Valve | Ball
1003 | 348-PS | OKM-B15 | 004919 | 348-B15 | Pump #2 Piping Drain Valve | Valve | Ball
1003 | 348-PS | OKM-B17 | 004920 | 348-B17 | Manifold Drain Valve | Valve | Ball
1003 | 348-PS | OKM-B19 | 004921 | 348-B19 | Manifold Drain Valve | Valve | Ball
1003 | 348-PS | OKM-B21 | 004922 | 348-B21 | Main Line Drain Valve | Valve | Ball
1003 | 348-PS | OKM-B23 | 004923 | 348-B23 | Isolation Valve for PCV-640 | Valve | Ball
1003 | 348-PS | OKM-B24 | 004924 | 348-B24 | Isolation Valve for PCV-640 | Valve | Ball
1003 | 348-PS | OKM-B26 | 004925 | 348-B26 | Main Line Drain Valve | Valve | Ball
1003 | 348-PS | OKM-B27 | 004926 | 348-B27 | Main Line Station Outlet | Valve | Gate
1003 | 348-PS | OKM-B32 | 004927 | 348-B32 | Sump Tank Drain Inlet Valve | Valve | Ball
1003 | 348-PS | OKM-B33 | 004928 | 348-B33 | Sump Pump Discharge Isolation Valve | Valve | Ball
1003 | 348-PS | OKM-B35 | 004929 | 348-B35 | Truck Loading Isolation Valve | Valve | Ball
1003 | 348-PS | OKM-B36 | 004930 | 348-B36 | Transmix Tank By-Pass Valve | Valve | Ball
1003 | 348-PS | OKM-B37 | 004931 | 348-B37 | Transmix Tank Inlet Valve | Valve | Ball
1003 | 348-PS | OKM-B38 | 004932 | 348-B38 | Transmix Tank Water Draw | Valve | Ball
1003 | 348-PS | OKM-B39 | 004933 | 348-B39 | Transfer Pump Suction Isolation Valve | Valve | Ball
1003 | 348-PS | OKM-B40 | 004934 | 348-B40 | Transfer Pump Discharge Isolation Valve | Valve | Ball
1003 | 348-PS | OKM-B42 | 004935 | 348-B42 | Isolation Valve for FSH-402 | Valve | Ball
1003 | 348-PS | OKM-B43 | 004936 | 348-B43 | FSH-402 By-Pass Valve | Valve | Ball
1003 | 348-PS | OKM-B44 | 004937 | 348-B44 | Isolation Valve for FSH-402 | Valve | Ball
1003 | 348-PS | OKM-B46 | 004938 | 348-B46 | Transmix Tank Containment Area Drain Valve | Valve | Gate
1003 | 348-PS | OKM-B47 | 004939 | 348-B47 | Transmix Tank Containment Area Drain Valve | Valve | Gate
1003 | 348-PS | OKM-B48 | 004940 | 348-B48 | Transmix Tank Future Return Connection | Valve | Ball
1003 | 348-PS | OKM-BS | 004941 | 348-BS | Okmulgee 24 VDC Battery System/Charger | Battery Charger | 24VDC
1003 | 348-PS | OKM-C11 | 004942 | 348-C11 | Main Line Pump #1 Piping Check Valve | Valve | Swing Check
1003 | 348-PS | OKM-C16 | 004943 | 348-C16 | Main Line Pump #2 Piping Check Valve | Valve | Swing Check
1003 | 348-PS | OKM-C18 | 004944 | 348-C18 | Manifold Piping Check Valve | Valve | Swing Check
1003 | 348-PS | OKM-C20 | 004945 | 348-C20 | Main Line Piping Check Valve | Valve | Swing Check
1003 | 348-PS | OKM-C22 | 004946 | 348-C22 | Manifold Piping Check Valve | Valve | Swing Check
1003 | 348-PS | OKM-C25 | 004947 | 348-C25 | Main Line Piping Check Valve | Valve | Swing Check
1003 | 348-PS | OKM-C28 | 004948 | 348-C28 | Seal Drain Backflow Prevention | Valve | Swing Check
1003 | 348-PS | OKM-C29 | 004949 | 348-C29 | Sample Drain Backflow Prevention | Valve | Swing Check
1003 | 348-PS | OKM-C30 | 004950 | 348-C30 | Sample Drain Backflow Prevention | Valve | Swing Check
1003 | 348-PS | OKM-C31 | 004951 | 348-C31 | Transmix Return @ Main Line Check Valve | Valve | Swing Check
1003 | 348-PS | OKM-C34 | 004952 | 348-C34 | Sump Pump Discharge Check Valve | Valve | Swing Check
1003 | 348-PS | OKM-C41 | 004953 | 348-C41 | Transfer Pump Discharge Check Valve | Valve | Swing Check
1003 | 348-PS | OKM-C45 | 004954 | 348-C45 | Sample Drain Backflow Prevention | Valve | Swing Check
1003 | 348-PS | OKM-DRA | 004955 | 348-DRA | DRA Injection System | DRA Injection System
1003 | 348-PS | OKM-FSH-402 | 004956 | 348-FSH-402 | Okmulgee Transmix Injection Line Flow Switch | Switch | Flow
1003 | 348-PS | OKM-GENSET | 004957 | 348-GENSET | Okmulgee Back-Up Generator | Generator
1003 | 348-PS | OKM-LIT-502 | 004958 | 348-LIT-502 | Okmulgee Sump Level Indicating Transmitter | Transmitter | Level
1003 | 348-PS | OKM-LSHH-501 | 004959 | 348-LSHH-501 | Okmulgee Sump Tank Level HI HI Switch | Switch | Level
1003 | 348-PS | OKM-LSHH-503 | 004960 | 348-LSHH-504 | Okmulgee Transmix Tank Level Hi Hi | Switch | Level
1003 | 348-PS | OKM-LT-504 | 004961 | 348-LT-504 | Okmulgee Transmix Tank Level Transmitter | Transmitter | Level
1003 | 348-PS | OKM-M52 | 004962 | 348-M52 | Okmulgee Station 4160V Main Breaker | Breaker | Medium Voltage
1003 | 348-PS | OKM-MCC-201 | 004963 | 348-MCC-201 | Okmulgee Motor Control Center | Motor Control Center
1003 | 348-PS | OKM-PCV640 | 004964 | 348-PCV640 | Pressure Control Valve Model V260 | Valve | Ball
1003 | 348-PS | OKM-PFCC-1 | 004965 | 348-PFCC-1 | Okmulgee Power Factor Correction Capacitor Bank 1 | Capacitor Bank | Power Factor Correction
1003 | 348-PS | OKM-PFCC-2 | 004966 | 348-PFCC-2 | Okmulgee Power Factor Correction Capacitor Bank 2 | Capacitor Bank | Power Factor Correction
1003 | 348-PS | OKM-PIT-601 | 004967 | 348-PIT-601 | Okmulgee Station Suction Indicating Transmitter | Transmitter | Pressure
1003 | 348-PS | OKM-PIT-602 | 004968 | 348-PIT-602 | Okmulgee Units Suction Indicating Transmitter | Transmitter | Pressure
1003 | 348-PS | OKM-PIT-603 | 004969 | 348-PIT-603 | Okmulgee Station Discharge Indicating Transmitter | Transmitter | Pressure
1003 | 348-PS | OKM-PIT-604 | 004970 | 348-PIT-604 | Okmulgee Station Case Indicating Transmitter | Transmitter | Pressure
1003 | 348-PS | OKM-PIT-607 | 004971 | 348-PIT-607 | Okmulgee Sump Discharge Indicating Transmitter | Transmitter | Pressure
1003 | 348-PS | OKM-PIT-608 | 004972 | 348-PIT-608 | Okmulgee Transfer Pump Discharge Indicating Transmitter | Transmitter | Pressure
1003 | 348-PS | OKM-PIT-611 | 004973 | 348-PIT-611 | Okmulgee Unit #1 Discharge Indicating Transmitter | Transmitter | Pressure
1003 | 348-PS | OKM-PIT-621 | 004974 | 348-PIT-621 | Okmulgee Unit #2 Discharge Indicating Transmitter | Transmitter | Pressure
1003 | 348-PS | OKM-PSV-641 | 004975 | 348-PSV-641 | Okmulgee Transfer Pump Thermal Relief | Thermal Relief
1003 | 348-PS | OKM-PSV-643 | 004976 | 348-PSV-643 | Okmulgee Mainline Unit Loop Thermal Relief | Thermal Relief
1003 | 348-PS | OKM-PT-601A | 004977 | 348-PT-601A | Okmulgee Station Suction Transmitter | Transmitter | Pressure
1003 | 348-PS | OKM-PT-603A | 004978 | 348-PT-603A | Okmulgee Station Discharge Transmitter | Transmitter | Pressure
1003 | 348-PS | OKM-PU1-Pump | 004979 | 348-PU1 | Okmulgee Mainline Pump Unit 1 | Pump | Horizontal-Centrifugal
1003 | 348-PS | OKM-PU2-Pump | 004980 | 348-PU2 | Okmulgee Mainline Pump Unit 2 | Pump | Horizontal-Centrifugal
1003 | 348-PS | OKM-PV603 | 004981 | 348-PV603 | Control Valve Model 2760 | Valve | Ball
1003 | 348-PS | OKM-SP-101 | 004982 | 348-SP-101 | Sump Pump | Pump | Vertical Can-Sump
1003 | 348-PS | OKM-ST-101 | 004983 | 348-ST-101 | Okmulgee Sump Tank | Tank | Sump
1003 | 348-PS | OKM-STR-101 | 004984 | 348-STR-101 | Okmulgee Strainer | Strainer
1003 | 348-PS | OKM-SV104 | 004985 | 348-SV104 | Okmulgee Alternate Discharge Equalization Line Solenoid Valve | Valve | Solenoid
1003 | 348-PS | OKM-T52 | 004986 | 348-T52 | Okmulgee 480V Transformer Breaker | Breaker | Medium Voltage
1003 | 348-PS | OKM-TP-101 | 004987 | 348-TP-101 | Transfer Pump | Pump | Positive Displacement
1003 | 348-PS | OKM-TR-1 | 004988 | 348-TR-1 | Okmulgee Unit #1 Thermal Relief | Thermal Relief
1003 | 348-PS | OKM-TR-101 | 004989 | 348-TR-101 | Okmulgee 4160V/480V Pad Mount Transformer | Transformer
1003 | 348-PS | OKM-TR-2 | 004990 | 348-TR-2 | Okmulgee Unit #2 Thermal Relief | Thermal Relief
1003 | 348-PS | OKM-TT-701 | 004991 | 348-TT-701 | Okmulgee Station Inlet Product Temperature | Transmitter | Temperature
1003 | 348-PS | OKM-TT-702 | 004992 | 348-TT-702 | Okmulgee Station Outlet Product Temperature | Transmitter | Temperature
1003 | 348-PS | OKM-TT-704 | 004993 | 348-TT-704 | Okmulgee Ground Temperature | Transmitter | Temperature
1003 | 348-PS | OKM-TT-707 | 004994 | 348-TT-707 | Okmulgee Electrical Room Temperature | Transmitter | Temperature
1003 | 348-PS | OKM-V142 | 004995 | 348-V152 | Okmulgee Unit 1 VFD Breaker | Breaker | Medium Voltage
1003 | 348-PS | OKM-V242 | 004996 | 348-V242 | Okmulgee Unit 2 VFD Breaker | Breaker | Medium Voltage
1003 | 348-PS | OKM-V52 | 004997 | 348-V52 | Okmulgee VFD Feeder Breaker | Breaker | Medium Voltage
1003 | 348-PS | OKM-VFD-100 | 004998 | 348-VFD-100 | Okmulgee Robicon Variable Frequency Drive | Variable Frequency Drive
1003 | 348-PS | OKM-VFD-CT | 004999 | 348-VFD-CT | Okmulgee Robicon Variable Frequency Drive Cooling Tower | Variable Frequency Drive
1003 | 348-PS | OKM-VT-810 | 005000 | 348-VT-810 | Okmulgee Unit #1 Outboard Vibration Transmitter | Transmitter | Vibration
1003 | 348-PS | OKM-VT-813 | 005001 | 348-VT-813 | Okmulgee Unit #1 Inboard Vibration Transmitter | Transmitter | Vibration
1003 | 348-PS | OKM-VT-820 | 005002 | 348-VT-820 | Okmulgee Unit #2 Outboard Vibration Transmitter | Transmitter | Vibration
1003 | 348-PS | OKM-VT-823 | 005003 | 348-VT-823 | Okmulgee Unit #2 Inboard Vibration Transmitter | Transmitter | Vibration
1003 | 348-PS | OKM-ZS-301 | 005004 | 348-ZS-301 | Okmulgee Pigsig 1 | Sphere Detector
1003 | 348-PS | OKM-ZS-302 | 005005 | 348-ZS-302 | Okmulgee Pigsig 2 | Sphere Detector
1003 | 348-PS | OKM-ZS-303 | 005006 | 348-ZS-303 | Okmulgee Pigsig 3 | Sphere Detector
1003 | 348-PS | OKM-ZS-304 | 005007 | 348-ZS-304 | Okmulgee Pigsig 4 | Sphere Detector
1003 | 351-TF | GLN-1310 | 005008 | 351-1310 | PU-1 Suction Valve | Valve
1003 | 351-TF | GLN-1311 | 005009 | 351-1311 | PU-1 Discharge Valve | Valve
1003 | 351-TF | GLN-1320 | 005010 | 351-1320 | PU-2 Suction Valve | Valve
1003 | 351-TF | GLN-1321 | 005011 | 351-1321 | PU-2 Discharge Valve | Valve
1003 | 351-TF | GLN-1330 | 005012 | 351-1330 | PU-3 Suction Valve | Valve
1003 | 351-TF | GLN-1331 | 005013 | 351-1331 | PU-3 Discharge Valve | Valve
1003 | 351-TF | GLN-A1 | 005014 | 351-A1 | PU-3 Seal Pot Drain Valve | Valve
1003 | 351-TF | GLN-A10 | 005015 | 351-A10 | Breakout Tank 360 Line Fill Inlet Transfer Valve | Valve
1003 | 351-TF | GLN-A100 | 005016 | 351-A100 | Breakout Tank 326 Line Fill Inlet Transfer Valve | Valve
1003 | 351-TF | GLN-A101 | 005017 | 351-A101 | Breakout Tank 320 Line Fill Suction Transfer Valve | Valve
1003 | 351-TF | GLN-A102 | 005018 | 351-A102 | Breakout Tank 321 Line Fill Suction Transfer Valve | Valve
1003 | 351-TF | GLN-A103 | 005019 | 351-A103 | Breakout Tank 322 Line Fill Suction Transfer Valve | Valve
1003 | 351-TF | GLN-A104 | 005020 | 351-A104 | Breakout Tank 323 Line Fill Suction Transfer Valve | Valve
1003 | 351-TF | GLN-A105 | 005021 | 351-A105 | Breakout Tank 324 Line Fill Suction Transfer Valve | Valve
1003 | 351-TF | GLN-A106 | 005022 | 351-A106 | Breakout Tank 325 Line Fill Suction Transfer Valve | Valve
1003 | 351-TF | GLN-A107 | 005023 | 351-A107 | Breakout Tank 326 Line Fill Suction Transfer Valve | Valve
1003 | 351-TF | GLN-A108 | 005024 | 351-A108 | Breakout Tank 320 Line Fill Water Draw Valve | Valve
1003 | 351-TF | GLN-A109 | 005025 | 351-A109 | Breakout Tank 321 Line Fill Water Draw Valve | Valve
1003 | 351-TF | GLN-A11 | 005026 | 351-A11 | Breakout Tank 372 Line Fill Inlet Transfer Valve | Valve
1003 | 351-TF | GLN-A110 | 005027 | 351-A110 | Breakout Tank 322 Line Fill Water Draw Valve | Valve
1003 | 351-TF | GLN-A111 | 005028 | 351-A111 | Breakout Tank 323 Line Fill Water Draw Valve | Valve
1003 | 351-TF | GLN-A112 | 005029 | 351-A112 | Breakout Tank 324 Line Fill Water Draw Valve | Valve
1003 | 351-TF | GLN-A113 | 005030 | 351-A113 | Breakout Tank 325 Line Fill Water Draw Valve | Valve
1003 | 351-TF | GLN-A114 | 005031 | 351-A114 | Breakout Tank 326 Line Fill Water Draw Valve | Valve
1003 | 351-TF | GLN-A115 | 005032 | 351-A115 | Breakout Tank 320 Water Draw Valve | Valve
1003 | 351-TF | GLN-A116 | 005033 | 351-A116 | Breakout Tank 321 Water Draw Valve | Valve
1003 | 351-TF | GLN-A117 | 005034 | 351-A117 | Breakout Tank 322 Water Draw Valve | Valve
1003 | 351-TF | GLN-A118 | 005035 | 351-A118 | Breakout Tank 323 Water Draw Valve | Valve
1003 | 351-TF | GLN-A119 | 005036 | 351-A119 | Breakout Tank 324 Water Draw Valve | Valve
1003 | 351-TF | GLN-A12 | 005037 | 351-A12 | Breakout Tank 373 Line Fill Inlet Transfer Valve | Valve
1003 | 351-TF | GLN-A120 | 005038 | 351-A120 | Breakout Tank 325 Water Draw Valve | Valve
1003 | 351-TF | GLN-A121 | 005039 | 351-A121 | Breakout Tank 326 Water Draw Valve | Valve
1003 | 351-TF | GLN-A122 | 005040 | 351-A122 | Missing | Valve
1003 | 351-TF | GLN-A123 | 005041 | 351-A123 | Missing | Valve
1003 | 351-TF | GLN-A124 | 005042 | 351-A124 | Missing | Valve
1003 | 351-TF | GLN-A125 | 005043 | 351-A125 | Missing | Valve
1003 | 351-TF | GLN-A126 | 005044 | 351-A126 | Missing | Valve
1003 | 351-TF | GLN-A127 | 005045 | 351-A127 | Missing | Valve
1003 | 351-TF | GLN-A128 | 005046 | 351-A128 | Missing | Valve
1003 | 351-TF | GLN-A129 | 005047 | 351-A129 | Missing | Valve
1003 | 351-TF | GLN-A13 | 005048 | 351-A13 | Breakout Tank 371 Line Fill Inlet Transfer Valve | Valve
1003 | 351-TF | GLN-A130 | 005049 | 351-A130 | Missing | Valve
1003 | 351-TF | GLN-A131 | 005050 | 351-A131 | Missing | Valve
1003 | 351-TF | GLN-A132 | 005051 | 351-A132 | Sump Pump Discharge Valve | Valve
1003 | 351-TF | GLN-A133 | 005052 | 351-A133 | Missing | Valve
1003 | 351-TF | GLN-A134 | 005053 | 351-A134 | Missing | Valve
1003 | 351-TF | GLN-A135 | 005054 | 351-A135 | Missing | Valve
1003 | 351-TF | GLN-A136 | 005055 | 351-A136 | Missing | Valve
1003 | 351-TF | GLN-A138 | 005056 | 351-A138 | Breakout Tank 352 Water Draw Valve | Valve
1003 | 351-TF | GLN-A139 | 005057 | 351-A139 | Breakout Tank 375 Water Draw Valve | Valve
1003 | 351-TF | GLN-A14 | 005058 | 351-A14 | Breakout Tank 375 Line Fill Inlet Transfer Valve | Valve
1003 | 351-TF | GLN-A140 | 005059 | 351-A140 | Breakout Tank 373 Water Draw Valve | Valve
1003 | 351-TF | GLN-A141 | 005060 | 351-A141 | Breakout Tank 360 Water Draw Valve | Valve
1003 | 351-TF | GLN-A142 | 005061 | 351-A142 | Breakout Tank 362 Water Draw Valve | Valve
1003 | 351-TF | GLN-A143 | 005062 | 351-A143 | Breakout Tank 350 Water Draw Valve | Valve
1003 | 351-TF | GLN-A144 | 005063 | 351-A144 | Missing | Valve
1003 | 351-TF | GLN-A145 | 005064 | 351-A145 | Missing | Valve
1003 | 351-TF | GLN-A146 | 005065 | 351-A146 | Missing | Valve
1003 | 351-TF | GLN-A147 | 005066 | 351-A147 | Missing | Valve
1003 | 351-TF | GLN-A148 | 005067 | 351-A148 | Missing | Valve
1003 | 351-TF | GLN-A149 | 005068 | 351-A149 | Missing | Valve
1003 | 351-TF | GLN-A15 | 005069 | 351-A15 | Breakout Tank 374 Line Fill Inlet Transfer Valve | Valve
1003 | 351-TF | GLN-A150 | 005070 | 351-A150 | Missing | Valve
1003 | 351-TF | GLN-A151 | 005071 | 351-A151 | Missing | Valve
1003 | 351-TF | GLN-A152 | 005072 | 351-A152 | Breakout Tank 390 Fill Valve From Sump | Valve
1003 | 351-TF | GLN-A153 | 005073 | 351-A153 | Breakout Tank 391 Fill Valve From Sump | Valve
1003 | 351-TF | GLN-A154 | 005074 | 351-A154 | Breakout Tank 391 Water Draw Valve | Valve
1003 | 351-TF | GLN-A155 | 005075 | 351-A155 | Breakout Tank 390 Water Draw Valve | Valve
1003 | 351-TF | GLN-A16 | 005076 | 351-A16 | Breakout Tank 352 Line Fill Inlet Transfer Valve | Valve
1003 | 351-TF | GLN-A17 | 005077 | 351-A17 | Breakout Tank 354 Line Fill Inlet Transfer Valve | Valve
1003 | 351-TF | GLN-A18 | 005078 | 351-A18 | Breakout Tank 353 Line Fill Inlet Transfer Valve | Valve
1003 | 351-TF | GLN-A19 | 005079 | 351-A19 | Breakout Tank 351 Line Fill Inlet Transfer Valve | Valve
1003 | 351-TF | GLN-A195 | 005080 | 351-A195 | PU-2 Seal Drain Vlave | Valve
1003 | 351-TF | GLN-A2 | 005081 | 351-A2 | PU-1 Seal Pot Drain Valve | Valve
1003 | 351-TF | GLN-A20 | 005082 | 351-A20 | Breakout Tank 350 Line Fill Inlet Transfer Valve | Valve
1003 | 351-TF | GLN-A21 | 005083 | 351-A21 | Breakout Tank 370 Line Fill Suction Transfer Valve | Valve
1003 | 351-TF | GLN-A22 | 005084 | 351-A22 | Breakout Tank 362 Line Fill Suction Transfer Valve | Valve
1003 | 351-TF | GLN-A23 | 005085 | 351-A23 | Breakout Tank 361 Line Fill Suction Transfer Valve | Valve
1003 | 351-TF | GLN-A24 | 005086 | 351-A24 | Breakout Tank 360 Line Fill Suction Transfer Valve | Valve
1003 | 351-TF | GLN-A25 | 005087 | 351-A25 | Breakout Tank 372 Line Fill Suction Transfer Valve | Valve
1003 | 351-TF | GLN-A26 | 005088 | 351-A26 | Breakout Tank 373 Line Fill Suction Transfer Valve | Valve
1003 | 351-TF | GLN-A27 | 005089 | 351-A27 | Breakout Tank 371 Line Fill Suction Transfer Valve | Valve
1003 | 351-TF | GLN-A28 | 005090 | 351-A28 | Breakout Tank 375 Line Fill Suction Transfer Valve | Valve
1003 | 351-TF | GLN-A29 | 005091 | 351-A29 | Breakout Tank 374 Line Fill Suction Transfer Valve | Valve
1003 | 351-TF | GLN-A3 | 005092 | 351-A3 | Missing | Valve
1003 | 351-TF | GLN-A30 | 005093 | 351-A30 | Breakout Tank 352 Line Fill Suction Transfer Valve | Valve
1003 | 351-TF | GLN-A31 | 005094 | 351-A31 | Breakout Tank 354 Line Fill Suction Transfer Valve | Valve
1003 | 351-TF | GLN-A32 | 005095 | 351-A32 | Missing | Valve
1003 | 351-TF | GLN-A33 | 005096 | 351-A33 | Missing | Valve
1003 | 351-TF | GLN-A34 | 005097 | 351-A34 | Missing | Valve
1003 | 351-TF | GLN-A35 | 005098 | 351-A35 | Breakout Tank 370 Line Fill Water Draw Valve | Valve
1003 | 351-TF | GLN-A36 | 005099 | 351-A36 | Breakout Tank 362 Line Fill Water Draw Valve | Valve
1003 | 351-TF | GLN-A37 | 005100 | 351-A37 | Breakout Tank 361 Line Fill Water Draw Valve | Valve
1003 | 351-TF | GLN-A38 | 005101 | 351-A38 | Breakout Tank 360 Line Fill Water Draw Valve | Valve
1003 | 351-TF | GLN-A39 | 005102 | 351-A39 | Breakout Tank 372 Line Fill Water Draw Valve | Valve
1003 | 351-TF | GLN-A4 | 005103 | 351-A4 | Missing | Valve
1003 | 351-TF | GLN-A40 | 005104 | 351-A40 | Breakout Tank 373 Line Fill Water Draw Valve | Valve
1003 | 351-TF | GLN-A41 | 005105 | 351-A41 | Breakout Tank 371 Line Fill Water Draw Valve | Valve
1003 | 351-TF | GLN-A42 | 005106 | 351-A42 | Breakout Tank 375 Line Fill Water Draw Valve | Valve
1003 | 351-TF | GLN-A43 | 005107 | 351-A43 | Breakout Tank 374 Line Fill Water Draw Valve | Valve
1003 | 351-TF | GLN-A44 | 005108 | 351-A44 | Breakout Tank 352 Line Fill Water Draw Valve | Valve
1003 | 351-TF | GLN-A45 | 005109 | 351-A45 | Breakout Tank 354 Line Fill Water Draw Valve | Valve
1003 | 351-TF | GLN-A46 | 005110 | 351-A46 | Breakout Tank 353 Line Fill Water Draw Valve | Valve
1003 | 351-TF | GLN-A47 | 005111 | 351-A47 | Breakout Tank 351 Line Fill Water Draw Valve | Valve
1003 | 351-TF | GLN-A48 | 005112 | 351-A48 | Breakout Tank 350 Line Fill Water Draw Valve | Valve
1003 | 351-TF | GLN-A49 | 005113 | 351-A49 | Breakout Tank 370 Water Draw Valve | Valve
1003 | 351-TF | GLN-A5 | 005114 | 351-A5 | Missing | Valve
1003 | 351-TF | GLN-A50 | 005115 | 351-A50 | Breakout Tank 361 Water Draw Valve | Valve
1003 | 351-TF | GLN-A51 | 005116 | 351-A51 | Breakout Tank 372 Water Draw Valve | Valve
1003 | 351-TF | GLN-A52 | 005117 | 351-A52 | Breakout Tank 371 Water Draw Valve | Valve
1003 | 351-TF | GLN-A53 | 005118 | 351-A53 | Breakout Tank 374 Water Draw Valve | Valve
1003 | 351-TF | GLN-A54 | 005119 | 351-A54 | Breakout Tank 354 Water Draw Valve | Valve
1003 | 351-TF | GLN-A55 | 005120 | 351-A55 | Breakout Tank 353 Water Draw Valve | Valve
1003 | 351-TF | GLN-A56 | 005121 | 351-A56 | Breakout Tank 351 Water Draw Valve | Valve
1003 | 351-TF | GLN-A57 | 005122 | 351-A57 | Breakout Tank 330 Line Fill Inlet Transfer Valve | Valve
1003 | 351-TF | GLN-A58 | 005123 | 351-A58 | Breakout Tank 331 Line Fill Inlet Transfer Valve | Valve
1003 | 351-TF | GLN-A59 | 005124 | 351-A59 | Breakout Tank 332 Line Fill Inlet Transfer Valve | Valve
1003 | 351-TF | GLN-A6 | 005125 | 351-A6 | Missing | Valve
1003 | 351-TF | GLN-A60 | 005126 | 351-A60 | Breakout Tank 333 Line Fill Inlet Transfer Valve | Valve
1003 | 351-TF | GLN-A61 | 005127 | 351-A61 | Breakout Tank 334 Line Fill Inlet Transfer Valve | Valve
1003 | 351-TF | GLN-A62 | 005128 | 351-A62 | Breakout Tank 335 Line Fill Inlet Transfer Valve | Valve
1003 | 351-TF | GLN-A63 | 005129 | 351-A63 | Breakout Tank 336 Line Fill Inlet Transfer Valve | Valve
1003 | 351-TF | GLN-A64 | 005130 | 351-A64 | Breakout Tank 337 Line Fill Inlet Transfer Valve | Valve
1003 | 351-TF | GLN-A65 | 005131 | 351-A65 | Breakout Tank 330 Line Fill Suction Transfer Valve | Valve
1003 | 351-TF | GLN-A66 | 005132 | 351-A66 | Breakout Tank 331 Line Fill Suction Transfer Valve | Valve
1003 | 351-TF | GLN-A67 | 005133 | 351-A67 | Breakout Tank 332 Line Fill Suction Transfer Valve | Valve
1003 | 351-TF | GLN-A68 | 005134 | 351-A68 | Breakout Tank 333 Line Fill Suction Transfer Valve | Valve
1003 | 351-TF | GLN-A69 | 005135 | 351-A69 | Breakout Tank 334 Line Fill Suction Transfer Valve | Valve
1003 | 351-TF | GLN-A7 | 005136 | 351-A7 | Breakout Tank 370 Line Fill Inlet Transfer Valve | Valve
1003 | 351-TF | GLN-A70 | 005137 | 351-A70 | Breakout Tank 335 Line Fill Suction Transfer Valve | Valve
1003 | 351-TF | GLN-A71 | 005138 | 351-A71 | Breakout Tank 336 Line Fill Suction Transfer Valve | Valve
1003 | 351-TF | GLN-A72 | 005139 | 351-A72 | Breakout Tank 337 Line Fill Suction Transfer Valve | Valve
1003 | 351-TF | GLN-A73 | 005140 | 351-A73 | Breakout Tank 330 Line Fill Water Draw Valve | Valve
1003 | 351-TF | GLN-A74 | 005141 | 351-A74 | Breakout Tank 331 Line Fill Water Draw Valve | Valve
1003 | 351-TF | GLN-A75 | 005142 | 351-A75 | Breakout Tank 332 Line Fill Water Draw Valve | Valve
1003 | 351-TF | GLN-A76 | 005143 | 351-A76 | Breakout Tank 333 Line Fill Water Draw Valve | Valve
1003 | 351-TF | GLN-A77 | 005144 | 351-A77 | Breakout Tank 334 Line Fill Water Draw Valve | Valve
1003 | 351-TF | GLN-A78 | 005145 | 351-A78 | Breakout Tank 335 Line Fill Water Draw Valve | Valve
1003 | 351-TF | GLN-A79 | 005146 | 351-A79 | Breakout Tank 336 Line Fill Water Draw Valve | Valve
1003 | 351-TF | GLN-A8 | 005147 | 351-A8 | Breakout Tank 362 Line Fill Inlet Transfer Valve | Valve
1003 | 351-TF | GLN-A80 | 005148 | 351-A80 | Breakout Tank 337 Line Fill Water Draw Valve | Valve
1003 | 351-TF | GLN-A81 | 005149 | 351-A81 | Breakout Tank 330 Water Draw Valve | Valve
1003 | 351-TF | GLN-A82 | 005150 | 351-A82 | Breakout Tank 331 Water Draw Valve | Valve
1003 | 351-TF | GLN-A83 | 005151 | 351-A83 | Breakout Tank 332 Water Draw Valve | Valve
1003 | 351-TF | GLN-A84 | 005152 | 351-A84 | Breakout Tank 333 Water Draw Valve | Valve
1003 | 351-TF | GLN-A85 | 005153 | 351-A85 | Breakout Tank 334 Water Draw Valve | Valve
1003 | 351-TF | GLN-A86 | 005154 | 351-A86 | Breakout Tank 335 Water Draw Valve | Valve
1003 | 351-TF | GLN-A87 | 005155 | 351-A87 | Breakout Tank 336 Water Draw Valve | Valve
1003 | 351-TF | GLN-A88 | 005156 | 351-A88 | Breakout Tank 337 Water Draw Valve | Valve
1003 | 351-TF | GLN-A89 | 005157 | 351-A89 | Missing | Valve
1003 | 351-TF | GLN-A9 | 005158 | 351-A9 | Breakout Tank 361 Line Fill Inlet Transfer Valve | Valve
1003 | 351-TF | GLN-A90 | 005159 | 351-A90 | Missing | Valve
1003 | 351-TF | GLN-A91 | 005160 | 351-A91 | Missing | Valve
1003 | 351-TF | GLN-A92 | 005161 | 351-A92 | Missing | Valve
1003 | 351-TF | GLN-A93 | 005162 | 351-A93 | Missing | Valve
1003 | 351-TF | GLN-A94 | 005163 | 351-A94 | Breakout Tank 320 Line Fill Inlet Transfer Valve | Valve
1003 | 351-TF | GLN-A95 | 005164 | 351-A95 | Breakout Tank 321 Line Fill Inlet Transfer Valve | Valve
1003 | 351-TF | GLN-A96 | 005165 | 351-A96 | Breakout Tank 322 Line Fill Inlet Transfer Valve | Valve
1003 | 351-TF | GLN-A97 | 005166 | 351-A97 | Breakout Tank 323 Line Fill Inlet Transfer Valve | Valve
1003 | 351-TF | GLN-A98 | 005167 | 351-A98 | Breakout Tank 324 Line Fill Inlet Transfer Valve | Valve
1003 | 351-TF | GLN-A99 | 005168 | 351-A99 | Breakout Tank 325 Line Fill Inlet Transfer Valve | Valve
1003 | 351-TF | GLN-B101 | 005169 | 351-B101 | Missing | Valve
1003 | 351-TF | GLN-B103 | 005170 | 351-B103 | Missing | Valve
1003 | 351-TF | GLN-B104 | 005171 | 351-B104 | Missing | Valve
1003 | 351-TF | GLN-BP101 | 005172 | 351-BP101 | Missing | Valve
1003 | 351-TF | GLN-BP102 | 005173 | 351-BP102 | Missing | Valve
1003 | 351-TF | GLN-BP103 | 005174 | 351-BP103 | Missing | Valve
1003 | 351-TF | GLN-BP104 | 005175 | 351-BP104 | Missing | Valve
1003 | 351-TF | GLN-BP105 | 005176 | 351-BP105 | Missing | Valve
1003 | 351-TF | GLN-BP106 | 005177 | 351-BP106 | Missing | Valve
1003 | 351-TF | GLN-BPU7-Pump | 005178 | 351-BPU-7 | Booster Pump Unit 7 | Pump | Vertical Can-Booster
1003 | 351-TF | GLN-BPU8-Pump | 005179 | 351-BPU-8 | Booster Pump Unit 8 | Pump | Vertical Can-Booster
1003 | 351-TF | GLN-BS-1 | 005180 | 351-BS-1 | 24VDC Battery System | Battery Charger | 24VDC
1003 | 351-TF | GLN-C101 | 005181 | 351-C101 | Missing | Valve
1003 | 351-TF | GLN-C102 | 005182 | 351-C102 | Missing | Valve
1003 | 351-TF | GLN-C103 | 005183 | 351-C103 | Missing | Valve
1003 | 351-TF | GLN-C104 | 005184 | 351-C104 | Missing | Valve
1003 | 351-TF | GLN-C105 | 005185 | 351-C105 | Missing | Valve
1003 | 351-TF | GLN-C106 | 005186 | 351-C106 | Missing | Valve
1003 | 351-TF | GLN-C107 | 005187 | 351-C107 | Missing | Valve
1003 | 351-TF | GLN-C108 | 005188 | 351-C108 | Missing | Valve
1003 | 351-TF | GLN-C109 | 005189 | 351-C109 | Missing | Valve
1003 | 351-TF | GLN-C110 | 005190 | 351-C110 | Missing | Valve
1003 | 351-TF | GLN-C111 | 005191 | 351-C111 | Missing | Valve
1003 | 351-TF | GLN-C112 | 005192 | 351-C112 | Missing | Valve
1003 | 351-TF | GLN-C113 | 005193 | 351-C113 | BPU-7 Discharge Check Valve | Valve
1003 | 351-TF | GLN-C114 | 005194 | 351-C114 | BPU-8 Discharge Check Valve | Valve
1003 | 351-TF | GLN-C115 | 005195 | 351-C115 | Missing | Valve
1003 | 351-TF | GLN-C116 | 005196 | 351-C116 | Missing | Valve
1003 | 351-TF | GLN-C117 | 005197 | 351-C117 | Missing | Valve
1003 | 351-TF | GLN-C118 | 005198 | 351-C118 | Missing | Valve
1003 | 351-TF | GLN-CA118 | 005199 | 351-CA118 | Water Sump Pump Discharge Check Valve | Valve
1003 | 351-TF | GLN-CU120 | 005200 | 351-CU120 | Water Sump Discharge Check Valve To Sump Tank | Valve
1003 | 351-TF | GLN-DRA-24 | 005201 | 351-DRA-24 | 24" DRA Injection System | DRA Injection System
1003 | 351-TF | GLN-DRA-28 | 005202 | 351-DRA-28 | 28" DRA Injection System | DRA Injection System
1003 | 351-TF | GLN-DT-301 | 005203 | 351-DT-301 | 28" Preview Density Transmitter | Transmitter | Density
1003 | 351-TF | GLN-DT-302 | 005204 | 351-DT-302 | 28" In-Station Density Transmitter | Transmitter | Density
1003 | 351-TF | GLN-DT-303 | 005205 | 351-DT-303 | 24" In-Station Density Transmitter | Transmitter | Density
1003 | 351-TF | GLN-FL-1 | 005206 | 351-FL-1 | Missing | Floodlight
1003 | 351-TF | GLN-FL-10 | 005207 | 351-FL-10 | Missing | Floodlight
1003 | 351-TF | GLN-FL-11 | 005208 | 351-FL-11 | Missing | Floodlight
1003 | 351-TF | GLN-FL-12 | 005209 | 351-FL-12 | Missing | Floodlight
1003 | 351-TF | GLN-FL-13 | 005210 | 351-FL-13 | Missing | Floodlight
1003 | 351-TF | GLN-FL-18 | 005211 | 351-FL-18 | Missing | Floodlight
1003 | 351-TF | GLN-FL-2 | 005212 | 351-FL-2 | Missing | Floodlight
1003 | 351-TF | GLN-FL-23 | 005213 | 351-FL-23 | Missing | Floodlight
1003 | 351-TF | GLN-FL-27A | 005214 | 351-FL-27A | Missing | Floodlight
1003 | 351-TF | GLN-FL-3 | 005215 | 351-FL-3 | Missing | Floodlight
1003 | 351-TF | GLN-FL-32 | 005216 | 351-FL-32 | Missing | Floodlight
1003 | 351-TF | GLN-FL-37 | 005217 | 351-FL-37 | Missing | Floodlight
1003 | 351-TF | GLN-FL-38 | 005218 | 351-FL-38 | Missing | Floodlight
1003 | 351-TF | GLN-FL-51 | 005219 | 351-FL-51 | Missing | Floodlight
1003 | 351-TF | GLN-FL-52 | 005220 | 351-FL-52 | Missing | Floodlight
1003 | 351-TF | GLN-FL-53 | 005221 | 351-FL-53 | Missing | Floodlight
1003 | 351-TF | GLN-FL-55 | 005222 | 351-FL-55 | Missing | Floodlight
1003 | 351-TF | GLN-FL-57 | 005223 | 351-FL-57 | Missing | Floodlight
1003 | 351-TF | GLN-FL-58 | 005224 | 351-FL-58 | Missing | Floodlight
1003 | 351-TF | GLN-FL-6 | 005225 | 351-FL-6 | Missing | Floodlight
1003 | 351-TF | GLN-FL-8 | 005226 | 351-FL-8 | Missing | Floodlight
1003 | 351-TF | GLN-FL-9 | 005227 | 351-FL-9 | Missing | Floodlight
1003 | 351-TF | GLN-Generic | 005228 | 351-Generic | Generic Equipment | Generic
1003 | 351-TF | GLN-HP-101 | 005229 | 351-HP-101 | Hydraulic Pump | Pump | Variable Volume
1003 | 351-TF | GLN-HP-102 | 005230 | 351-HP-102 | Hydraulic Pump | Pump | Variable Volume
1003 | 351-TF | GLN-LS-599 | 005231 | 351-LS-599 | Pump Units 7 and 8 Flow/Level Switch | Transmitter | Level
1003 | 351-TF | GLN-LSH-553 | 005232 | 351-LSH-553 | BPU-8 Seal Pot Level Switch High | Switch | Level
1003 | 351-TF | GLN-LSH-554 | 005233 | 351-LSH-554 | BPU-7 Seal Pot Level Switch High | Switch | Level
1003 | 351-TF | GLN-LSH-555 | 005234 | 351-LSH-555 | PU-1 Seal Pot Level Switch High | Switch | Level
1003 | 351-TF | GLN-LSH-556 | 005235 | 351-LSH-556 | PU-3 Seal Pot Level Switch High | Switch | Level
1003 | 351-TF | GLN-LSHH-520 | 005236 | 351-LSHH-520 | Breakout Tank 320 Level Switch High High | Switch | Level
1003 | 351-TF | GLN-LSHH-521 | 005237 | 351-LSHH-521 | Breakout Tank 321 Level Switch High High | Switch | Level
1003 | 351-TF | GLN-LSHH-522 | 005238 | 351-LSHH-522 | Breakout Tank 322 Level Switch High High | Switch | Level
1003 | 351-TF | GLN-LSHH-523 | 005239 | 351-LSHH-523 | Breakout Tank 323 Level Switch High High | Switch | Level
1003 | 351-TF | GLN-LSHH-524 | 005240 | 351-LSHH-524 | Breakout Tank 324 Level Switch High High | Switch | Level
1003 | 351-TF | GLN-LSHH-525 | 005241 | 351-LSHH-525 | Breakout Tank 325 Level Switch High High | Switch | Level
1003 | 351-TF | GLN-LSHH-526 | 005242 | 351-LSHH-526 | Breakout Tank 326 Level Switch High High | Switch | Level
1003 | 351-TF | GLN-LSHH-530 | 005243 | 351-LSHH-530 | Breakout Tank 330 Level Switch High High | Switch | Level
1003 | 351-TF | GLN-LSHH-531 | 005244 | 351-LSHH-531 | Breakout Tank 331 Level Switch High High | Switch | Level
1003 | 351-TF | GLN-LSHH-532 | 005245 | 351-LSHH-532 | Breakout Tank 332 Level Switch High High | Switch | Level
1003 | 351-TF | GLN-LSHH-533 | 005246 | 351-LSHH-533 | Breakout Tank 333 Level Switch High High | Switch | Level
1003 | 351-TF | GLN-LSHH-534 | 005247 | 351-LSHH-534 | Breakout Tank 334 Level Switch High High | Switch | Level
1003 | 351-TF | GLN-LSHH-535 | 005248 | 351-LSHH-535 | Breakout Tank 335 Level Switch High High | Switch | Level
1003 | 351-TF | GLN-LSHH-536 | 005249 | 351-LSHH-536 | Breakout Tank 336 Level Switch High High | Switch | Level
1003 | 351-TF | GLN-LSHH-537 | 005250 | 351-LSHH-537 | Breakout Tank 337 Level Switch High High | Switch | Level
1003 | 351-TF | GLN-LSHH-550 | 005251 | 351-LSHH-550 | Breakout Tank 350 Level Switch High High | Switch | Level
1003 | 351-TF | GLN-LSHH-552 | 005252 | 351-LSHH-552 | Breakout Tank 352 Level Switch High High | Switch | Level
1003 | 351-TF | GLN-LSHH-553 | 005253 | 351-LSHH-553 | Breakout Tank 353 Level Switch High High | Switch | Level
1003 | 351-TF | GLN-LSHH-554 | 005254 | 351-LSHH-554 | Breakout Tank 354 Level Switch High High | Switch | Level
1003 | 351-TF | GLN-LSHH-560 | 005255 | 351-LSHH-560 | Breakout Tank 360 Level Switch High High | Switch | Level
1003 | 351-TF | GLN-LSHH-561 | 005256 | 351-LSHH-561 | Breakout Tank 361 Level Switch High High | Switch | Level
1003 | 351-TF | GLN-LSHH-562 | 005257 | 351-LSHH-562 | Breakout Tank 362 Level Switch High High | Switch | Level
1003 | 351-TF | GLN-LSHH-570 | 005258 | 351-LSHH-570 | Breakout Tank 370 Level Switch High High | Switch | Level
1003 | 351-TF | GLN-LSHH-571 | 005259 | 351-LSHH-571 | Breakout Tank 371 Level Switch High High | Switch | Level
1003 | 351-TF | GLN-LSHH-572 | 005260 | 351-LSHH-572 | Breakout Tank 372 Level Switch High High | Switch | Level
1003 | 351-TF | GLN-LSHH-573 | 005261 | 351-LSHH-573 | Breakout Tank 373 Level Switch High High | Switch | Level
1003 | 351-TF | GLN-LSHH-574 | 005262 | 351-LSHH-574 | Breakout Tank 374 Level Switch High High | Switch | Level
1003 | 351-TF | GLN-LSHH-575 | 005263 | 351-LSHH-575 | Breakout Tank 375 Level Switch High High | Switch | Level
1003 | 351-TF | GLN-LSHH-590 | 005264 | 351-LSHH-590 | Breakout Tank 390 Level Switch High High | Switch | Level
1003 | 351-TF | GLN-LSHH-591 | 005265 | 351-LSHH-591 | Breakout Tank 391 Level Switch High High | Switch | Level
1003 | 351-TF | GLN-LT-501 | 005266 | 351-LT-501 | Breakout Tank 320 Level Transmitter | Transmitter | Level
1003 | 351-TF | GLN-LT-502 | 005267 | 351-LT-502 | Breakout Tank 321 Level Transmitter | Transmitter | Level
1003 | 351-TF | GLN-LT-503 | 005268 | 351-LT-503 | Breakout Tank 322 Level Transmitter | Transmitter | Level
1003 | 351-TF | GLN-LT-504 | 005269 | 351-LT-504 | Breakout Tank 323 Level Transmitter | Transmitter | Level
1003 | 351-TF | GLN-LT-505 | 005270 | 351-LT-505 | Breakout Tank 324 Level Transmitter | Transmitter | Level
1003 | 351-TF | GLN-LT-506 | 005271 | 351-LT-506 | Breakout Tank 325 Level Transmitter | Transmitter | Level
1003 | 351-TF | GLN-LT-507 | 005272 | 351-LT-507 | Breakout Tank 326 Level Transmitter | Transmitter | Level
1003 | 351-TF | GLN-LT-508 | 005273 | 351-LT-508 | Breakout Tank 330 Level Transmitter | Transmitter | Level
1003 | 351-TF | GLN-LT-509 | 005274 | 351-LT-509 | Breakout Tank 331 Level Transmitter | Transmitter | Level
1003 | 351-TF | GLN-LT-510 | 005275 | 351-LT-510 | Breakout Tank 332 Level Transmitter | Transmitter | Level
1003 | 351-TF | GLN-LT-511 | 005276 | 351-LT-511 | Breakout Tank 333 Level Transmitter | Transmitter | Level
1003 | 351-TF | GLN-LT-512 | 005277 | 351-LT-512 | Breakout Tank 334 Level Transmitter | Transmitter | Level
1003 | 351-TF | GLN-LT-513 | 005278 | 351-LT-513 | Breakout Tank 335 Level Transmitter | Transmitter | Level
1003 | 351-TF | GLN-LT-514 | 005279 | 351-LT-514 | Breakout Tank 336 Level Transmitter | Transmitter | Level
1003 | 351-TF | GLN-LT-515 | 005280 | 351-LT-515 | Breakout Tank 337 Level Transmitter | Transmitter | Level
1003 | 351-TF | GLN-LT-516 | 005281 | 351-LT-516 | Breakout Tank 360 Level Transmitter | Transmitter | Level
1003 | 351-TF | GLN-LT-517 | 005282 | 351-LT-517 | Breakout Tank 361 Level Transmitter | Transmitter | Level
1003 | 351-TF | GLN-LT-518 | 005283 | 351-LT-518 | Breakout Tank 362 Level Transmitter | Transmitter | Level
1003 | 351-TF | GLN-LT-519 | 005284 | 351-LT-519 | Breakout Tank 370 Level Transmitter | Transmitter | Level
1003 | 351-TF | GLN-LT-520 | 005285 | 351-LT-520 | Breakout Tank 371 Level Transmitter | Transmitter | Level
1003 | 351-TF | GLN-LT-521 | 005286 | 351-LT-521 | Breakout Tank 372 Level Transmitter | Transmitter | Level
1003 | 351-TF | GLN-LT-522 | 005287 | 351-LT-522 | Breakout Tank 373 Level Transmitter | Transmitter | Level
1003 | 351-TF | GLN-LT-523 | 005288 | 351-LT-523 | Breakout Tank 374 Level Transmitter | Transmitter | Level
1003 | 351-TF | GLN-LT-524 | 005289 | 351-LT-524 | Breakout Tank 375 Level Transmitter | Transmitter | Level
1003 | 351-TF | GLN-LT-525 | 005290 | 351-LT-525 | Breakout Tank 350 Level Transmitter | Transmitter | Level
1003 | 351-TF | GLN-LT-526 | 005291 | 351-LT-526 | Breakout Tank 351 Level Transmitter | Transmitter | Level
1003 | 351-TF | GLN-LT-527 | 005292 | 351-LT-527 | Breakout Tank 352 Level Transmitter | Transmitter | Level
1003 | 351-TF | GLN-LT-528 | 005293 | 351-LT-528 | Breakout Tank 353 Level Transmitter | Transmitter | Level
1003 | 351-TF | GLN-LT-529 | 005294 | 351-LT-529 | Breakout Tank 354 Level Transmitter | Transmitter | Level
1003 | 351-TF | GLN-LT-552 | 005295 | 351-LT-552 | Sump Tank Level Transmitter | Transmitter | Level
1003 | 351-TF | GLN-LT-590 | 005296 | 351-LT-590 | Breakout Tank 390 Level Transmitter | Transmitter | Level
1003 | 351-TF | GLN-LT-591 | 005297 | 351-LT-591 | Breakout Tank 391 Level Transmitter | Transmitter | Level
1003 | 351-TF | GLN-M101 | 005298 | 351-M101 | Breakout Tank 320 Manifold Suction Valve | Valve
1003 | 351-TF | GLN-M102 | 005299 | 351-M102 | Breakout Tank 321 Manifold Suction Valve | Valve
1003 | 351-TF | GLN-M103 | 005300 | 351-M103 | Breakout Tank 322 Manifold Suction Valve | Valve
1003 | 351-TF | GLN-M104 | 005301 | 351-M104 | Breakout Tank 323 Manifold Suction Valve | Valve
1003 | 351-TF | GLN-M105 | 005302 | 351-M105 | Breakout Tank 324 Manifold Suction Valve | Valve
1003 | 351-TF | GLN-M106 | 005303 | 351-M106 | Breakout Tank 325 Manifold Suction Valve | Valve
1003 | 351-TF | GLN-M107 | 005304 | 351-M107 | Breakout Tank 326 Manifold Suction Valve | Valve
1003 | 351-TF | GLN-M108 | 005305 | 351-M108 | Breakout Tank 330 Manifold Suction Valve | Valve
1003 | 351-TF | GLN-M109 | 005306 | 351-M109 | Breakout Tank 331 Manifold Suction Valve | Valve
1003 | 351-TF | GLN-M110 | 005307 | 351-M110 | Breakout Tank 332 Manifold Suction Valve | Valve
1003 | 351-TF | GLN-M111 | 005308 | 351-M111 | Breakout Tank 333 Manifold Suction Valve | Valve
1003 | 351-TF | GLN-M112 | 005309 | 351-M112 | Breakout Tank 334 Manifold Suction Valve | Valve
1003 | 351-TF | GLN-M113 | 005310 | 351-M113 | Breakout Tank 335 Manifold Suction Valve | Valve
1003 | 351-TF | GLN-M114 | 005311 | 351-M114 | Breakout Tank 336 Manifold Suction Valve | Valve
1003 | 351-TF | GLN-M115 | 005312 | 351-M115 | Breakout Tank 337 Manifold Suction Valve | Valve
1003 | 351-TF | GLN-M116 | 005313 | 351-M116 | Breakout Tank 360 Manifold Suction Valve | Valve
1003 | 351-TF | GLN-M117 | 005314 | 351-M117 | Breakout Tank 361 Manifold Suction Valve | Valve
1003 | 351-TF | GLN-M118 | 005315 | 351-M118 | Breakout Tank 362 Manifold Suction Valve | Valve
1003 | 351-TF | GLN-M119 | 005316 | 351-M119 | Breakout Tank 370 Manifold Suction Valve | Valve
1003 | 351-TF | GLN-M120 | 005317 | 351-M120 | Breakout Tank 371 Manifold Suction Valve | Valve
1003 | 351-TF | GLN-M121 | 005318 | 351-M121 | Breakout Tank 372 Manifold Suction Valve | Valve
1003 | 351-TF | GLN-M122 | 005319 | 351-M122 | Breakout Tank 373 Manifold Suction Valve | Valve
1003 | 351-TF | GLN-M123 | 005320 | 351-M123 | Breakout Tank 374 Manifold Suction Valve | Valve
1003 | 351-TF | GLN-M124 | 005321 | 351-M124 | Breakout Tank 375 Manifold Suction Valve | Valve
1003 | 351-TF | GLN-M125 | 005322 | 351-M125 | Breakout Tank 350 Manifold Suction Valve | Valve
1003 | 351-TF | GLN-M126 | 005323 | 351-M126 | Breakout Tank 351 Manifold Suction Valve | Valve
1003 | 351-TF | GLN-M127 | 005324 | 351-M127 | Breakout Tank 352 Manifold Suction Valve | Valve
1003 | 351-TF | GLN-M129 | 005325 | 351-M129 | Breakout Tank 353 Manifold Suction Valve | Valve
1003 | 351-TF | GLN-M131 | 005326 | 351-M131 | Breakout Tank 354 Manifold Suction Valve | Valve
1003 | 351-TF | GLN-M132 | 005327 | 351-M132 | Breakout Tank 320 Manifold Fill Valve | Valve
1003 | 351-TF | GLN-M133 | 005328 | 351-M133 | Breakout Tank 321 Manifold Fill Valve | Valve
1003 | 351-TF | GLN-M134 | 005329 | 351-M134 | Breakout Tank 322 Manifold Fill Valve | Valve
1003 | 351-TF | GLN-M135 | 005330 | 351-M135 | Breakout Tank 323 Manifold Fill Valve | Valve
1003 | 351-TF | GLN-M136 | 005331 | 351-M136 | Breakout Tank 324 Manifold Fill Valve | Valve
1003 | 351-TF | GLN-M137 | 005332 | 351-M137 | Breakout Tank 326 Manifold Fill Valve | Valve
1003 | 351-TF | GLN-M138 | 005333 | 351-M138 | Breakout Tank 325 Manifold Fill Valve | Valve
1003 | 351-TF | GLN-M139 | 005334 | 351-M139 | Breakout Tank 332 Manifold Fill Valve | Valve
1003 | 351-TF | GLN-M140 | 005335 | 351-M140 | Breakout Tank 330 Manifold Fill Valve | Valve
1003 | 351-TF | GLN-M141 | 005336 | 351-M141 | Breakout Tank 333 Manifold Fill Valve | Valve
1003 | 351-TF | GLN-M142 | 005337 | 351-M142 | Breakout Tank 336 Manifold Fill Valve | Valve
1003 | 351-TF | GLN-M143 | 005338 | 351-M143 | Breakout Tank 334 Manifold Fill Valve | Valve
1003 | 351-TF | GLN-M144 | 005339 | 351-M144 | Breakout Tank 331 Manifold Fill Valve | Valve
1003 | 351-TF | GLN-M145 | 005340 | 351-M145 | Breakout Tank 337 Manifold Fill Valve | Valve
1003 | 351-TF | GLN-M146 | 005341 | 351-M146 | Breakout Tank 335 Manifold Fill Valve | Valve
1003 | 351-TF | GLN-M147 | 005342 | 351-M147 | Breakout Tank 350 Manifold Fill Valve | Valve
1003 | 351-TF | GLN-M148 | 005343 | 351-M148 | Breakout Tank 351 Manifold Fill Valve | Valve
1003 | 351-TF | GLN-M150 | 005344 | 351-M150 | Breakout Tank 353 Manifold Fill Valve | Valve
1003 | 351-TF | GLN-M152 | 005345 | 351-M152 | Breakout Tank 354 Manifold Fill Valve | Valve
1003 | 351-TF | GLN-M153 | 005346 | 351-M153 | Breakout Tank 352 Manifold Fill Valve | Valve
1003 | 351-TF | GLN-M154 | 005347 | 351-M154 | Breakout Tank 374 Manifold Fill Valve | Valve
1003 | 351-TF | GLN-M155 | 005348 | 351-M155 | Breakout Tank 375 Manifold Fill Valve | Valve
1003 | 351-TF | GLN-M156 | 005349 | 351-M156 | Breakout Tank 371 Manifold Fill Valve | Valve
1003 | 351-TF | GLN-M157 | 005350 | 351-M157 | Breakout Tank 373 Manifold Fill Valve | Valve
1003 | 351-TF | GLN-M158 | 005351 | 351-M158 | Breakout Tank 372 Manifold Fill Valve | Valve
1003 | 351-TF | GLN-M159 | 005352 | 351-M159 | Breakout Tank 360 Manifold Fill Valve | Valve
1003 | 351-TF | GLN-M160 | 005353 | 351-M160 | Breakout Tank 361 Manifold Fill Valve | Valve
1003 | 351-TF | GLN-M161 | 005354 | 351-M161 | Breakout Tank 362 Manifold Fill Valve | Valve
1003 | 351-TF | GLN-M162 | 005355 | 351-M162 | Breakout Tank 370 Manifold Fill Valve | Valve
1003 | 351-TF | GLN-M163 | 005356 | 351-M163 | Missing | Valve
1003 | 351-TF | GLN-M164 | 005357 | 351-M164 | Missing | Valve
1003 | 351-TF | GLN-M165 | 005358 | 351-M165 | Missing | Valve
1003 | 351-TF | GLN-M166 | 005359 | 351-M166 | Missing | Valve
1003 | 351-TF | GLN-M167 | 005360 | 351-M167 | Missing | Valve
1003 | 351-TF | GLN-M168 | 005361 | 351-M168 | Missing | Valve
1003 | 351-TF | GLN-M170 | 005362 | 351-M170 | Missing | Valve
1003 | 351-TF | GLN-M172 | 005363 | 351-M172 | Missing | Valve
1003 | 351-TF | GLN-M173 | 005364 | 351-M173 | Missing | Valve
1003 | 351-TF | GLN-M174 | 005365 | 351-M174 | Missing | Valve
1003 | 351-TF | GLN-M175 | 005366 | 351-M175 | Missing | Valve
1003 | 351-TF | GLN-M176 | 005367 | 351-M176 | Missing | Valve
1003 | 351-TF | GLN-M177 | 005368 | 351-M177 | Missing | Valve
1003 | 351-TF | GLN-M178 | 005369 | 351-M178 | Missing | Valve
1003 | 351-TF | GLN-M184 | 005370 | 351-M184 | Missing | Valve
1003 | 351-TF | GLN-MTR-21 | 005371 | 351-MTR-21 | 28" Line Flow Meter | Flow Meter | Turbine
1003 | 351-TF | GLN-MTR-25 | 005372 | 351-MTR-25 | 24" Line Flow Meter | Flow Meter | Turbine
1003 | 351-TF | GLN-P1 | 005373 | 351-P1 | PU-1 Check Valve | Valve
1003 | 351-TF | GLN-P101 | 005374 | 351-P101 | BPU-7 Suction Valve | Valve
1003 | 351-TF | GLN-P102 | 005375 | 351-P102 | BPU-8 Suction Valve | Valve
1003 | 351-TF | GLN-P103 | 005376 | 351-P103 | BPU-7 Discharge Valve | Valve
1003 | 351-TF | GLN-P104 | 005377 | 351-P104 | BPU-8 Discharge Valve | Valve
1003 | 351-TF | GLN-P2 | 005378 | 351-P2 | PU-2 Check Valve | Valve
1003 | 351-TF | GLN-P3 | 005379 | 351-P3 | PU-3 Check Valve | Valve
1003 | 351-TF | GLN-PSH-602 | 005380 | 351-PSH-602 | Large Transfer Pump Discharge Pressure Switch High | Switch | Pressure
1003 | 351-TF | GLN-PSH-615 | 005381 | 351-PSH-615 | PU-3 Case Pressure Switch High | Switch | Pressure
1003 | 351-TF | GLN-PSH-618 | 005382 | 351-PSH-618 | High Discharge Pressure Switch | Switch | Pressure
1003 | 351-TF | GLN-PSH-619 | 005383 | 351-PSH-619 | Small Transfer Pump Discharge Pressure Switch High | Switch | Pressure
1003 | 351-TF | GLN-PSHH-618 | 005384 | 351-PSHH-618 | High High Discharge Pressure Switch | Switch | Pressure
1003 | 351-TF | GLN-PSL-611 | 005385 | 351-PSL-611 | Pump Units Pressure Switch Low | Switch | Pressure
1003 | 351-TF | GLN-PSL-612 | 005386 | 351-PSL-612 | PU-1 Suction Pressure Switch Low | Switch | Pressure
1003 | 351-TF | GLN-PSL-613 | 005387 | 351-PSL-613 | PU-1 Case Pressure Switch High | Switch | Pressure
1003 | 351-TF | GLN-PSL-614 | 005388 | 351-PSL-614 | PU-3 Suction Pressure Switch Low | Switch | Pressure
1003 | 351-TF | GLN-PSLL-621 | 005389 | 351-PSLL-621 | Station Hydraulics Pressure Switch Low Low | Switch | Pressure
1003 | 351-TF | GLN-PT-601 | 005390 | 351-PT-601 | 28" Line Back Pressure Transmitter | Transmitter | Pressure
1003 | 351-TF | GLN-PT-611 | 005391 | 351-PT-611 | 24" Suction Control Pressure Transmitter | Transmitter | Pressure
1003 | 351-TF | GLN-PT-616 | 005392 | 351-PT-616 | 24" Case Pressure Transmitter | Transmitter | Pressure
1003 | 351-TF | GLN-PT-618 | 005393 | 351-PT-618 | 24" Discharge Control Pressure Transmitter | Transmitter | Pressure
1003 | 351-TF | GLN-PT-638 | 005394 | 351-PT-638 | 28" Meter Back Pressure Transmitter | Transmitter | Pressure
1003 | 351-TF | GLN-PU1-Pump | 005395 | 351-PU-1 | Pump Unit 1 | Pump | Horizontal-Centrifugal
1003 | 351-TF | GLN-PU2-Pump | 005396 | 351-PU-2 | Pump Unit 2 | Pump | Horizontal-Centrifugal
1003 | 351-TF | GLN-PU3-Pump | 005397 | 351-PU-3 | Pump Unit 3 | Pump | Horizontal-Centrifugal
1003 | 351-TF | GLN-RV106 | 005398 | 351-RV106 | Transfer Pump Relief Valve | Valve
1003 | 351-TF | GLN-RV107 | 005399 | 351-RV107 | Transfer Pump Relief Valve | Valve
1003 | 351-TF | GLN-RV108 | 005400 | 351-RV108 | Transfer Pump Relief Valve | Valve
1003 | 351-TF | GLN-S1301 | 005401 | 351-S1301 | 28" Receiver Inlet/Block Vlave | Valve
1003 | 351-TF | GLN-S1302 | 005402 | 351-S1302 | 28" Receiver Bypass Valve | Valve
1003 | 351-TF | GLN-S1303 | 005403 | 351-S1303 | 28" Receiver Outlet Valve | Valve
1003 | 351-TF | GLN-S1304 | 005404 | 351-S1304 | 28" Launcher Outlet/Block Valve | Valve
1003 | 351-TF | GLN-S1305 | 005405 | 351-S1305 | 28" Launcher Bypass Valve | Valve
1003 | 351-TF | GLN-S1306 | 005406 | 351-S1306 | 28" Launcher Inlet Valve | Valve
1003 | 351-TF | GLN-S1307 | 005407 | 351-S1307 | 24" Launcher Outlet/Block Valve | Valve
1003 | 351-TF | GLN-S1308 | 005408 | 351-S1308 | 24" Launcher Bypass Valve | Valve
1003 | 351-TF | GLN-S1309 | 005409 | 351-S1309 | 24" Launcher Inlet Valve | Valve
1003 | 351-TF | GLN-SD1 | 005410 | 351-SD1 | 24" Line Discharge Check Valve Past Control Valve | Valve
1003 | 351-TF | GLN-SP-101 | 005411 | 351-SP-101 | Sump Pump | Pump | Vertical Can-Sump
1003 | 351-TF | GLN-T101 | 005412 | 351-T101 | Breakout Tank 320 Shell Valve | Valve
1003 | 351-TF | GLN-T102 | 005413 | 351-T102 | Breakout Tank 321 Shell Valve | Valve
1003 | 351-TF | GLN-T103 | 005414 | 351-T103 | Breakout Tank 322 Shell Valve | Valve
1003 | 351-TF | GLN-T104 | 005415 | 351-T104 | Breakout Tank 323 Shell Valve | Valve
1003 | 351-TF | GLN-T105 | 005416 | 351-T105 | Breakout Tank 324 Shell Valve | Valve
1003 | 351-TF | GLN-T106 | 005417 | 351-T106 | Breakout Tank 325 Shell Valve | Valve
1003 | 351-TF | GLN-T107 | 005418 | 351-T107 | Breakout Tank 326 Shell Valve | Valve
1003 | 351-TF | GLN-T108 | 005419 | 351-T108 | Breakout Tank 330 Shell Valve | Valve
1003 | 351-TF | GLN-T109 | 005420 | 351-T109 | Breakout Tank 331 Shell Valve | Valve
1003 | 351-TF | GLN-T110 | 005421 | 351-T110 | Breakout Tank 332 Shell Valve | Valve
1003 | 351-TF | GLN-T111 | 005422 | 351-T111 | Breakout Tank 333 Shell Valve | Valve
1003 | 351-TF | GLN-T112 | 005423 | 351-T112 | Breakout Tank 334 Shell Valve | Valve
1003 | 351-TF | GLN-T113 | 005424 | 351-T113 | Breakout Tank 335 Shell Valve | Valve
1003 | 351-TF | GLN-T114 | 005425 | 351-T114 | Breakout Tank 336 Shell Valve | Valve
1003 | 351-TF | GLN-T115 | 005426 | 351-T115 | Breakout Tank 337 Shell Valve | Valve
1003 | 351-TF | GLN-T116 | 005427 | 351-T116 | Breakout Tank 360 Shell Valve | Valve
1003 | 351-TF | GLN-T117 | 005428 | 351-T117 | Breakout Tank 361 Shell Valve | Valve
1003 | 351-TF | GLN-T118 | 005429 | 351-T118 | Breakout Tank 362 Shell Valve | Valve
1003 | 351-TF | GLN-T119 | 005430 | 351-T119 | Breakout Tank 370 Shell Valve | Valve
1003 | 351-TF | GLN-T120 | 005431 | 351-T120 | Breakout Tank 371 Shell Valve | Valve
1003 | 351-TF | GLN-T121 | 005432 | 351-T121 | Breakout Tank 372 Shell Valve | Valve
1003 | 351-TF | GLN-T122 | 005433 | 351-T122 | Breakout Tank 373 Shell Valve | Valve
1003 | 351-TF | GLN-T123 | 005434 | 351-T123 | Breakout Tank 374 Shell Valve | Valve
1003 | 351-TF | GLN-T124 | 005435 | 351-T124 | Breakout Tank 375 Shell Valve | Valve
1003 | 351-TF | GLN-T125 | 005436 | 351-T125 | Breakout Tank 350 Shell Valve | Valve
1003 | 351-TF | GLN-T126 | 005437 | 351-T126 | Breakout Tank 351 Shell Valve | Valve
1003 | 351-TF | GLN-T129 | 005438 | 351-T129 | Breakout Tank 353 Shell Valve | Valve
1003 | 351-TF | GLN-T130 | 005439 | 351-T130 | Breakout Tank 352 Shell Valve | Valve
1003 | 351-TF | GLN-T131 | 005440 | 351-T131 | Breakout Tank 354 Shell Valve | Valve
1003 | 351-TF | GLN-T132 | 005441 | 351-T132 | Breakout Tank 390 Shell Valve | Valve
1003 | 351-TF | GLN-T133 | 005442 | 351-T133 | Breakout Tank 391 Shell Valve | Valve
1003 | 351-TF | GLN-T134 | 005443 | 351-T134 | Breakout Tank 390 Shell Valve | Valve
1003 | 351-TF | GLN-TK-H2O | 005444 | 351-TK-H2O | Glenpool Water Tank | Tank | Water
1003 | 351-TF | GLN-TLL-301 | 005445 | 351-TLL-301 | Missing | Floodlight
1003 | 351-TF | GLN-TLL-306 | 005446 | 351-TLL-306 | Missing | Floodlight
1003 | 351-TF | GLN-TLL-325 | 005447 | 351-TLL-325 | Missing | Floodlight
1003 | 351-TF | GLN-TLL-326 | 005448 | 351-TLL-326 | Missing | Floodlight
1003 | 351-TF | GLN-TLL-331 | 005449 | 351-TLL-331 | Missing | Floodlight
1003 | 351-TF | GLN-TLU-301 | 005450 | 351-TLU-301 | Missing | Floodlight
1003 | 351-TF | GLN-TLU-306 | 005451 | 351-TLU-306 | Missing | Floodlight
1003 | 351-TF | GLN-TLU-325 | 005452 | 351-TLU-325 | Missing | Floodlight
1003 | 351-TF | GLN-TLU-326 | 005453 | 351-TLU-326 | Missing | Floodlight
1003 | 351-TF | GLN-TLU-331 | 005454 | 351-TLU-331 | Missing | Floodlight
1003 | 351-TF | GLN-TP-101 | 005455 | 351-TP-101 | Transfer Pump/Little | Pump | Positive Displacement
1003 | 351-TF | GLN-TP-102 | 005456 | 351-TP-102 | Transfer Pump/Big | Pump | Positive Displacement
1003 | 351-TF | GLN-TR-101 | 005457 | 351-TR-101 | 18" Meter Piping Thermal Relief | Thermal Relief
1003 | 351-TF | GLN-TR-102 | 005458 | 351-TR-102 | 16" Meter Piping Thermal Relief | Thermal Relief
1003 | 351-TF | GLN-TR-103 | 005459 | 351-TR-103 | 16" Outgoing Control Valve Thermal Relief | Thermal Relief
1003 | 351-TF | GLN-TR-104 | 005460 | 351-TR-104 | 24" Launching Barrel Thermal Relief | Thermal Relief
1003 | 351-TF | GLN-TR-106 | 005461 | 351-TR-106 | PU-1 Thermal Relief | Thermal Relief
1003 | 351-TF | GLN-TR-107 | 005462 | 351-TR-107 | 16" General Valve Bonnet Thermal Relief | Thermal Relief
1003 | 351-TF | GLN-TR-108 | 005463 | 351-TR-108 | PU-3 Thermal Relief | Thermal Relief
1003 | 351-TF | GLN-TR-109 | 005464 | 351-TR-109 | 28" Launching Barrel Thermal Relief | Thermal Relief
1003 | 351-TF | GLN-TR-110 | 005465 | 351-TR-110 | Receiving Barrel Thermal Relief | Thermal Relief
1003 | 351-TF | GLN-TR-111 | 005466 | 351-TR-111 | 18" General Valve Bonnet Thermal Relief | Thermal Relief
1003 | 351-TF | GLN-TR-112 | 005467 | 351-TR-112 | Perryman Check Valve Thermal Relief | Thermal Relief
1003 | 351-TF | GLN-TR-113 | 005468 | 351-TR-113 | North Line Trap Inlet Thermal Relief | Thermal Relief
1003 | 351-TF | GLN-TR-114 | 005469 | 351-TR-114 | PU-2 Thermal Relief | Thermal Relief
1003 | 351-TF | GLN-TR-143 | 005470 | 351-TR-143 | Suction/Fill Manifold House Brand Thermal Relief | Thermal Relief
1003 | 351-TF | GLN-TR-144 | 005471 | 351-TR-144 | Suction/Fill Manifold House Brand Thermal Relief | Thermal Relief
1003 | 351-TF | GLN-TR-145 | 005472 | 351-TR-145 | Suction/Fill Manifold Premium Thermal Relief | Thermal Relief
1003 | 351-TF | GLN-TR-146 | 005473 | 351-TR-146 | Suction/Fill Manifold Premium Thermal Relief | Thermal Relief
1003 | 351-TF | GLN-TR-147 | 005474 | 351-TR-147 | Suction/Fill Manifold AV Fuel Thermal Relief | Thermal Relief
1003 | 351-TF | GLN-TR-148 | 005475 | 351-TR-148 | Suction/Fill Manifold AV Fuel Thermal Relief | Thermal Relief
1003 | 351-TF | GLN-TR-149 | 005476 | 351-TR-149 | Suction/Fill Manifold Fuel Oil Thermal Relief | Thermal Relief
1003 | 351-TF | GLN-TR-150 | 005477 | 351-TR-150 | Suction/Fill Manifold Fuel Oil Thermal Relief | Thermal Relief
1003 | 351-TF | GLN-TR-153 | 005478 | 351-TR-153 | Suction/Fill Manifold Transmix Thermal Relief | Thermal Relief
1003 | 351-TF | GLN-TR-154 | 005479 | 351-TR-154 | Crude Line To Wm. Bros. At X105 Thermal Relief | Thermal Relief
1003 | 351-TF | GLN-TR-155 | 005480 | 351-TR-155 | Perryman Line Thermal Relief | Thermal Relief
1003 | 351-TF | GLN-TT-751 | 005481 | 351-TT-751 | 28" Temperature Transmitter | Transmitter | Temperature
1003 | 351-TF | GLN-TT-764 | 005482 | 351-TT-764 | 24" Temperature Transmitter | Transmitter | Temperature
1003 | 351-TF | GLN-U1 | 005483 | 351-U1 | 24" Launcher Drain Valve | Valve
1003 | 351-TF | GLN-U12 | 005484 | 351-U12 | Missing | Valve
1003 | 351-TF | GLN-U13 | 005485 | 351-U13 | Missing | Valve
1003 | 351-TF | GLN-U14 | 005486 | 351-U14 | Missing | Valve
1003 | 351-TF | GLN-U15 | 005487 | 351-U15 | Missing | Valve
1003 | 351-TF | GLN-U19 | 005488 | 351-U19 | Sump Tank Inlet Valve | Valve
1003 | 351-TF | GLN-U2 | 005489 | 351-U2 | PU-3 Discharge Side Drain Valve | Valve
1003 | 351-TF | GLN-U20 | 005490 | 351-U20 | Water Sump Tank Inlet Valve From Mud Sump | Valve
1003 | 351-TF | GLN-U21 | 005491 | 351-U21 | Missing | Valve
1003 | 351-TF | GLN-U22 | 005492 | 351-U22 | Missing | Valve
1003 | 351-TF | GLN-U23 | 005493 | 351-U23 | Missing | Valve
1003 | 351-TF | GLN-U24 | 005494 | 351-U24 | Missing | Valve
1003 | 351-TF | GLN-U25 | 005495 | 351-U25 | Missing | Valve
1003 | 351-TF | GLN-U26 | 005496 | 351-U26 | Missing | Valve
1003 | 351-TF | GLN-U27 | 005497 | 351-U27 | Missing | Valve
1003 | 351-TF | GLN-U28 | 005498 | 351-U28 | Missing | Valve
1003 | 351-TF | GLN-U29 | 005499 | 351-U29 | Missing | Valve
1003 | 351-TF | GLN-U3 | 005500 | 351-U3 | PU-3 Suction Side Drain Valve | Valve
1003 | 351-TF | GLN-U30 | 005501 | 351-U30 | Missing | Valve
1003 | 351-TF | GLN-U31 | 005502 | 351-U31 | BPU-7 Discharge Side Drain Valve | Valve
1003 | 351-TF | GLN-U32 | 005503 | 351-U32 | BPU-8 Discharge Side Drain Valve | Valve
1003 | 351-TF | GLN-U33 | 005504 | 351-U33 | Water Sump Tank Outlet Valve To Sump Tank | Valve
1003 | 351-TF | GLN-U34 | 005505 | 351-U34 | Missing | Valve
1003 | 351-TF | GLN-U35 | 005506 | 351-U35 | Missing | Valve
1003 | 351-TF | GLN-U36 | 005507 | 351-U36 | Missing | Valve
1003 | 351-TF | GLN-U37 | 005508 | 351-U37 | Missing | Valve
1003 | 351-TF | GLN-U38 | 005509 | 351-U38 | Missing | Valve
1003 | 351-TF | GLN-U4 | 005510 | 351-U4 | PU-3 Fill Valve | Valve
1003 | 351-TF | GLN-U41 | 005511 | 351-U41 | PU-2 Discharge Side Drain Valve | Valve
1003 | 351-TF | GLN-U42 | 005512 | 351-U42 | PU-2 Suction Side Drain Valve | Valve
1003 | 351-TF | GLN-U43 | 005513 | 351-U43 | PU-2 Fill Valve | Valve
1003 | 351-TF | GLN-U5 | 005514 | 351-U5 | PU-1 Suction Side Drain Valve | Valve
1003 | 351-TF | GLN-U6 | 005515 | 351-U6 | PU-1 Discharge Side Drain Valve | Valve
1003 | 351-TF | GLN-U7 | 005516 | 351-U7 | PU-1 Fill Valve | Valve
1003 | 351-TF | GLN-U8 | 005517 | 351-U8 | Missing | Valve
1003 | 351-TF | GLN-VT-101 | 005518 | 351-VT-101 | PU-1 Vibration Transmitter | Transmitter | Vibration
1003 | 351-TF | GLN-VT-102 | 005519 | 351-VT-103 | PU-3 Vibration Transmitter | Transmitter | Vibration
1003 | 351-TF | GLN-VT-103 | 005520 | 351-VT-107 | BPU-7 Vibration Transmitter | Transmitter | Vibration
1003 | 351-TF | GLN-VT-107 | 005521 | 351-VT-108 | BPU-8 Vibration Transmitter | Transmitter | Vibration
1003 | 351-TF | GLN-VT-108 | 005522 | 351-X101 | Missing | Valve
1003 | 351-TF | GLN-X101 | 005523 | 351-X102 | Missing | Valve
1003 | 351-TF | GLN-X102 | 005524 | 351-X103 | Missing | Valve
1003 | 351-TF | GLN-X103 | 005525 | 351-X104 | Missing | Valve
1003 | 351-TF | GLN-X104 | 005526 | 351-X106 | Missing | Valve
1003 | 351-TF | GLN-X106 | 005527 | 351-ZS-1 | 28" Preview Sphere Detector | Sphere Detector
1003 | 351-TF | GLN-ZS-1 | 005528 | 351-ZS-2 | 28" Receiver Sphere Detector | Sphere Detector
1003 | 351-TF | GLN-ZS-2 | 005529 | 351-ZS-3 | 24" Launcher Sphere Ready Detector | Sphere Detector
1003 | 351-TF | GLN-ZS-3 | 005530 | 351-ZS-4 | 24" Sphere Launched Detector | Sphere Detector
1003 | 353-PS | CLA-142 | 005531 | 353-152 | Claremore Unit 1 Bypass Breaker | Breaker | Medium Voltage
1003 | 353-PS | CLA-202 | 005532 | 353-202 | Station Block Valve | Valve | Ball
1003 | 353-PS | CLA-203 | 005533 | 353-203 | Transmix Tank to Transfer Pump | Valve | Ball
1003 | 353-PS | CLA-204 | 005534 | 353-204 | Primary Suction Valve | Valve | Ball
1003 | 353-PS | CLA-205 | 005535 | 353-205 | Primary Discharge Valve | Valve | Ball
1003 | 353-PS | CLA-206 | 005536 | 353-206 | Alternate Suction Valve | Valve | Ball
1003 | 353-PS | CLA-207 | 005537 | 353-207 | Alternate Discharge Valve | Valve | Ball
1003 | 353-PS | CLA-209 | 005538 | 353-209 | Transfer Pump to Station Header | Valve | Ball
1003 | 353-PS | CLA-210 | 005539 | 353-210 | Suction - Pump #1 | Valve | Ball
1003 | 353-PS | CLA-211 | 005540 | 353-211 | Discharge - Pump #1 | Valve | Ball
1003 | 353-PS | CLA-220 | 005541 | 353-220 | Suction - Pump #2 | Valve | Ball
1003 | 353-PS | CLA-221 | 005542 | 353-221 | Discharge - Pump #2 | Valve | Ball
1003 | 353-PS | CLA-242 | 005543 | 353-242 | Claremore Unit 2 Bypass Breaker | Breaker | Medium Voltage
1003 | 353-PS | CLA-AC-1 | 005544 | 353-AC-1 | Claremore Control Room Air Conditioner/Heater | HVAC
1003 | 353-PS | CLA-AC-2 | 005545 | 353-AC-2 | Claremore Electrical Room Air Conditioner/Heater | HVAC
1003 | 353-PS | CLA-AE921 | 005546 | 353-AE921 | Claremore Vapor Monitor #1 | Transmitter | Hazardous Atmosphere
1003 | 353-PS | CLA-AE922 | 005547 | 353-AE922 | Claremore Vapor Monitor #2 | Transmitter | Hazardous Atmosphere
1003 | 353-PS | CLA-AE923 | 005548 | 353-AE923 | Claremore Vapor Monitor #3 | Transmitter | Hazardous Atmosphere
1003 | 353-PS | CLA-AE924 | 005549 | 353-AE924 | Claremore Vapor Monitor #4 | Transmitter | Hazardous Atmosphere
1003 | 353-PS | CLA-B01 | 005550 | 353-B-01 | Main Line Station Inlet | Valve | Gate
1003 | 353-PS | CLA-B02 | 005551 | 353-B-02 | Main Line Drain Valve | Valve | Ball
1003 | 353-PS | CLA-B03 | 005552 | 353-B-03 | Isolation to Future Densitometer | Valve | Ball
1003 | 353-PS | CLA-B04 | 005553 | 353-B-04 | Isolation for Station Fill Line | Valve | Ball
1003 | 353-PS | CLA-B05 | 005554 | 353-B-05 | Manifold Drain Valve | Valve | Ball
1003 | 353-PS | CLA-B06 | 005555 | 353-B06 | Strainer STR-101 Drain Valve | Valve | Ball
1003 | 353-PS | CLA-B07 | 005556 | 353-B07 | Pump #1 Piping Fill Valve | Valve | Ball
1003 | 353-PS | CLA-B08 | 005557 | 353-B08 | Pump #1 Piping Drain Valve | Valve | Ball
1003 | 353-PS | CLA-B09 | 005558 | 353-B09 | Pump #1 Seal Drain Valve | Valve | Ball
1003 | 353-PS | CLA-B10 | 005559 | 353-B10 | Pump #1 Piping Drain Valve | Valve | Ball
1003 | 353-PS | CLA-B12 | 005560 | 353-B12 | Pump #2 Piping Fill Valve | Valve | Ball
1003 | 353-PS | CLA-B13 | 005561 | 353-B13 | Pump #2 Piping Drain Valve | Valve | Ball
1003 | 353-PS | CLA-B14 | 005562 | 353-B14 | Pump #2 Seal Drain Valve | Valve | Ball
1003 | 353-PS | CLA-B15 | 005563 | 353-B15 | Pump #2 Piping Drain Valve | Valve | Ball
1003 | 353-PS | CLA-B17 | 005564 | 353-B17 | Manifold Drain Valve | Valve | Ball
1003 | 353-PS | CLA-B19 | 005565 | 353-B19 | Manifold Drain Valve | Valve | Ball
1003 | 353-PS | CLA-B21 | 005566 | 353-B21 | Main Line Drain Valve | Valve | Ball
1003 | 353-PS | CLA-B23 | 005567 | 353-B23 | Isolation Valve for PCV-640 | Valve | Ball
1003 | 353-PS | CLA-B24 | 005568 | 353-B24 | Isolation Valve for PCV-640 | Valve | Ball
1003 | 353-PS | CLA-B26 | 005569 | 353-B26 | Main Line Drain Valve | Valve | Ball
1003 | 353-PS | CLA-B27 | 005570 | 353-B27 | Main Line Station Outlet | Valve | Gate
1003 | 353-PS | CLA-B32 | 005571 | 353-B32 | Sump Tank Drain Inlet Valve | Valve | Ball
1003 | 353-PS | CLA-B33 | 005572 | 353-B33 | Sump Pump Discharge Isolation Valve | Valve | Ball
1003 | 353-PS | CLA-B35 | 005573 | 353-B35 | Truck Loading Isolation Valve | Valve | Ball
1003 | 353-PS | CLA-B36 | 005574 | 353-B36 | Transmix Tank By-Pass Valve | Valve | Ball
1003 | 353-PS | CLA-B37 | 005575 | 353-B37 | Transmix Tank Inlet Valve | Valve | Ball
1003 | 353-PS | CLA-B38 | 005576 | 353-B38 | Transmix Tank Water Draw | Valve | Ball
1003 | 353-PS | CLA-B39 | 005577 | 353-B39 | Transfer Pump Suction Isolation Valve | Valve | Ball
1003 | 353-PS | CLA-B40 | 005578 | 353-B40 | Transfer Pump Discharge Isolation Valve | Valve | Ball
1003 | 353-PS | CLA-B42 | 005579 | 353-B42 | Isolation Valve for FSH-402 | Valve | Ball
1003 | 353-PS | CLA-B43 | 005580 | 353-B43 | FSH-402 By-Pass Valve | Valve | Ball
1003 | 353-PS | CLA-B44 | 005581 | 353-B44 | Isolation Valve for FSH-402 | Valve | Ball
1003 | 353-PS | CLA-B46 | 005582 | 353-B46 | Transmix Tank Containment Area Drain Valve | Valve | Gate
1003 | 353-PS | CLA-B47 | 005583 | 353-B47 | Transmix Tank Containment Area Drain Valve | Valve | Gate
1003 | 353-PS | CLA-B48 | 005584 | 353-B48 | Transmix Tank Future Return Connection | Valve | Ball
1003 | 353-PS | CLA-BS | 005585 | 353-BS | Claremore 24 VDC Battery System/Charger | Battery Charger | 24VDC
1003 | 353-PS | CLA-C11 | 005586 | 353-C11 | Main Line Pump #1 Piping Check Valve | Valve | Swing Check
1003 | 353-PS | CLA-C16 | 005587 | 353-C16 | Main Line Pump #2 Piping Check Valve | Valve | Swing Check
1003 | 353-PS | CLA-C18 | 005588 | 353-C18 | Manifold Piping Check Valve | Valve | Swing Check
1003 | 353-PS | CLA-C20 | 005589 | 353-C20 | Main Line Piping Check Valve | Valve | Swing Check
1003 | 353-PS | CLA-C22 | 005590 | 353-C22 | Manifold Piping Check Valve | Valve | Swing Check
1003 | 353-PS | CLA-C25 | 005591 | 353-C25 | Main Line Piping Check Valve | Valve | Swing Check
1003 | 353-PS | CLA-C28 | 005592 | 353-C28 | Seal Drain Backflow Prevention | Valve | Swing Check
1003 | 353-PS | CLA-C29 | 005593 | 353-C29 | Sample Drain Backflow Prevention | Valve | Swing Check
1003 | 353-PS | CLA-C30 | 005594 | 353-C30 | Sample Drain Backflow Prevention | Valve | Swing Check
1003 | 353-PS | CLA-C31 | 005595 | 353-C31 | Transmix Return @ Main Line Check Valve | Valve | Swing Check
1003 | 353-PS | CLA-C34 | 005596 | 353-C34 | Sump Pump Discharge Check Valve | Valve | Swing Check
1003 | 353-PS | CLA-C41 | 005597 | 353-C41 | Transfer Pump Discharge Check Valve | Valve | Swing Check
1003 | 353-PS | CLA-C45 | 005598 | 353-C45 | Sample Drain Backflow Prevention | Valve | Swing Check
1003 | 353-PS | CLA-DRA | 005599 | 353-DRA | DRA Injection System | DRA Injection System
1003 | 353-PS | CLA-FSH-402 | 005600 | 353-FSH-402 | Claremore Transmix Injection Line Flow Switch | Switch | Flow
1003 | 353-PS | CLA-GENSET | 005601 | 353-GENSET | Claremore Back-Up Generator | Generator
1003 | 353-PS | CLA-LIT-502 | 005602 | 353-LIT-502 | Claremore Sump Level Indicating Transmitter | Transmitter | Level
1003 | 353-PS | CLA-LSHH-501 | 005603 | 353-LSHH-501 | Claremore Sump Tank Level HI HI Switch | Switch | Level
1003 | 353-PS | CLA-LSHH-503 | 005604 | 353-LSHH-504 | Claremore Transmix Tank Level Hi Hi | Switch | Level
1003 | 353-PS | CLA-LT-504 | 005605 | 353-LT-504 | Claremore Transmix Tank Level Transmitter | Transmitter | Level
1003 | 353-PS | CLA-M52 | 005606 | 353-M52 | Claremore Station 4160V Main Breaker | Breaker | Medium Voltage
1003 | 353-PS | CLA-MCC-201 | 005607 | 353-MCC-201 | Claremore Motor Control Center | Motor Control Center
1003 | 353-PS | CLA-PCV640 | 005608 | 353-PCV640 | Pressure Control Valve Model V260 | Valve | Ball
1003 | 353-PS | CLA-PFCC-1 | 005609 | 353-PFCC-1 | Claremore Power Factor Correction Capacitor Bank 1 | Capacitor Bank | Power Factor Correction
1003 | 353-PS | CLA-PFCC-2 | 005610 | 353-PFCC-2 | Claremore Power Factor Correction Capacitor Bank 2 | Capacitor Bank | Power Factor Correction
1003 | 353-PS | CLA-PIT-601 | 005611 | 353-PIT-601 | Claremore Station Suction Indicating Transmitter | Transmitter | Pressure
1003 | 353-PS | CLA-PIT-602 | 005612 | 353-PIT-602 | Claremore Units Suction Indicating Transmitter | Transmitter | Pressure
1003 | 353-PS | CLA-PIT-603 | 005613 | 353-PIT-603 | Claremore Station Discharge Indicating Transmitter | Transmitter | Pressure
1003 | 353-PS | CLA-PIT-604 | 005614 | 353-PIT-604 | Claremore Station Case Indicating Transmitter | Transmitter | Pressure
1003 | 353-PS | CLA-PIT-607 | 005615 | 353-PIT-607 | Claremore Sump Discharge Indicating Transmitter | Transmitter | Pressure
1003 | 353-PS | CLA-PIT-608 | 005616 | 353-PIT-608 | Claremore Transfer Pump Discharge Indicating Transmitter | Transmitter | Pressure
1003 | 353-PS | CLA-PIT-611 | 005617 | 353-PIT-611 | Claremore Unit #1 Discharge Indicating Transmitter | Transmitter | Pressure
1003 | 353-PS | CLA-PIT-621 | 005618 | 353-PIT-621 | Claremore Unit #2 Discharge Indicating Transmitter | Transmitter | Pressure
1003 | 353-PS | CLA-PSV-641 | 005619 | 353-PSV-641 | Claremore Transfer Pump Thermal Relief | Thermal Relief
1003 | 353-PS | CLA-PSV-643 | 005620 | 353-PSV-643 | Claremore Mainline Unit Loop Thermal Relief | Thermal Relief
1003 | 353-PS | CLA-PT-601A | 005621 | 353-PT-601A | Claremore Station Suction Transmitter | Transmitter | Pressure
1003 | 353-PS | CLA-PT-603A | 005622 | 353-PT-603A | Claremore Station Discharge Transmitter | Transmitter | Pressure
1003 | 353-PS | CLA-PU1-Pump | 005623 | 353-PU1 | Claremore Mainline Pump Unit 1 | Pump | Horizontal-Centrifugal
1003 | 353-PS | CLA-PU2-Pump | 005624 | 353-PU2 | Claremore Mainline Pump Unit 2 | Pump | Horizontal-Centrifugal
1003 | 353-PS | CLA-PV603 | 005625 | 353-PV603 | Control Valve Model 2760 | Valve | Ball
1003 | 353-PS | CLA-SP-101 | 005626 | 353-SP-101 | Sump Pump | Pump | Vertical Can-Sump
1003 | 353-PS | CLA-ST-101 | 005627 | 353-ST-101 | Claremore Sump Tank | Tank | Sump
1003 | 353-PS | CLA-STR-101 | 005628 | 353-STR-101 | Claremore Strainer | Strainer
1003 | 353-PS | CLA-SV104 | 005629 | 353-SV104 | Claremore Alternate Discharge Equalization Line Solenoid Valve | Valve | Solenoid
1003 | 353-PS | CLA-SV107 | 005630 | 353-SV107 | Claremore Primary Suction Equalization Line Solenoid Valve | Valve | Solenoid
1003 | 353-PS | CLA-T52 | 005631 | 353-T52 | Claremore 480V Transformer Breaker | Breaker | Medium Voltage
1003 | 353-PS | CLA-TP-101 | 005632 | 353-TP-101 | Transfer Pump | Pump | Positive Displacement
1003 | 353-PS | CLA-TR-1 | 005633 | 353-TR-1 | Claremore Unit #1 Thermal Relief | Thermal Relief
1003 | 353-PS | CLA-TR-101 | 005634 | 353-TR-101 | Claremore 4160V/480V Pad Mount Transformer | Transformer
1003 | 353-PS | CLA-TR-2 | 005635 | 353-TR-2 | Claremore Unit #2 Thermal Relief | Thermal Relief
1003 | 353-PS | CLA-TT-701 | 005636 | 353-TT-701 | Claremore Station Inlet Product Temperature | Transmitter | Temperature
1003 | 353-PS | CLA-TT-702 | 005637 | 353-TT-702 | Claremore Station Outlet Product Temperature | Transmitter | Temperature
1003 | 353-PS | CLA-TT-704 | 005638 | 353-TT-704 | Claremore Ground Temperature | Transmitter | Temperature
1003 | 353-PS | CLA-TT-707 | 005639 | 353-TT-707 | Claremore Electrical Room Temperature | Transmitter | Temperature
1003 | 353-PS | CLA-V142 | 005640 | 353-V152 | Claremore Unit 1 VFD Breaker | Breaker | Medium Voltage
1003 | 353-PS | CLA-V242 | 005641 | 353-V242 | Claremore Unit 2 VFD Breaker | Breaker | Medium Voltage
1003 | 353-PS | CLA-V52 | 005642 | 353-V52 | Claremore VFD Feeder Breaker | Breaker | Medium Voltage
1003 | 353-PS | CLA-VFD-100 | 005643 | 353-VFD-100 | Claremore Robicon Variable Frequency Drive | Variable Frequency Drive
1003 | 353-PS | CLA-VFD-CT | 005644 | 353-VFD-CT | Claremore Robicon Variable Frequency Drive Cooling Tower | Variable Frequency Drive
1003 | 353-PS | CLA-VT-810 | 005645 | 353-VT-810 | Claremore Unit #1 Outboard Vibration Transmitter | Transmitter | Vibration
1003 | 353-PS | CLA-VT-813 | 005646 | 353-VT-813 | Claremore Unit #1 Inboard Vibration Transmitter | Transmitter | Vibration
1003 | 353-PS | CLA-VT-820 | 005647 | 353-VT-820 | Claremore Unit #2 Outboard Vibration Transmitter | Transmitter | Vibration
1003 | 353-PS | CLA-VT-823 | 005648 | 353-VT-823 | Claremore Unit #2 Inboard Vibration Transmitter | Transmitter | Vibration
1003 | 353-PS | CLA-ZS-301 | 005649 | 353-ZS-301 | Claremore Pigsig 1 | Sphere Detector
1003 | 353-PS | CLA-ZS-302 | 005650 | 353-ZS-302 | Claremore Pigsig 2 | Sphere Detector
1003 | 353-PS | CLA-ZS-303 | 005651 | 353-ZS-303 | Claremore Pigsig 3 | Sphere Detector
1003 | 353-PS | CLA-ZS-304 | 005652 | 353-ZS-304 | Claremore Pigsig 4 | Sphere Detector
1003 | 356-PS | VIN-1501 | 005653 | 356-1501 | Block Valve | Valve
1003 | 356-PS | VIN-1504 | 005654 | 356-1504 | Station Valve | Valve
1003 | 356-PS | VIN-1505 | 005655 | 356-1505 | Station Valve | Valve
1003 | 356-PS | VIN-1506 | 005656 | 356-1506 | Station Valve | Valve
1003 | 356-PS | VIN-1507 | 005657 | 356-1507 | Station Valve | Valve
1003 | 356-PS | VIN-1510 | 005658 | 356-1510 | Unit Valve | Valve
1003 | 356-PS | VIN-1511 | 005659 | 356-1511 | Unit Valve | Valve
1003 | 356-PS | VIN-1520 | 005660 | 356-1520 | Unit Valve | Valve
1003 | 356-PS | VIN-1521 | 005661 | 356-1521 | Unit Valve | Valve
1003 | 356-PS | VIN-1530 | 005662 | 356-1530 | Unit Valve | Valve
1003 | 356-PS | VIN-1531 | 005663 | 356-1531 | Unit Valve | Valve
1003 | 356-PS | VIN-C1 | 005664 | 356-C1 | Check Valve | Valve
1003 | 356-PS | VIN-C2 | 005665 | 356-C2 | Check Valve | Valve
1003 | 356-PS | VIN-C3 | 005666 | 356-C3 | Check Valve | Valve
1003 | 356-PS | VIN-CV | 005667 | 356-CV | Control Valve | Valve
1003 | 356-PS | VIN-DRA | 005668 | 356-DRA | DRA Injection System | DRA Injection System
1003 | 356-PS | VIN-Generic | 005669 | 356-Generic | Generic Equipment | Generic
1003 | 356-PS | VIN-HP-101 | 005670 | 356-HP-101 | Hydraulic Pump | Pump | Variable Volume
1003 | 356-PS | VIN-HP-102 | 005671 | 356-HP-102 | Hydraulic Pump | Pump | Variable Volume
1003 | 356-PS | VIN-LSH-501 | 005672 | 356-LSH-501 | Station Transmix Tank Level Switch High | Switch | Level
1003 | 356-PS | VIN-LSH-530 | 005673 | 356-LSH-530 | Pump Unit 3 Seal Pot Level Switch High | Switch | Level
1003 | 356-PS | VIN-LSHH-502 | 005674 | 356-LSHH-502 | Station Sump Tank Level Switch High high | Switch | Level
1003 | 356-PS | VIN-LS-V-1 | 005675 | 356-LS-V-1 | Seal Fail | Switch | Level
1003 | 356-PS | VIN-LT-501 | 005676 | 356-LT-501 | Station Transmix Tank Level Transmitter | Transmitter | Level
1003 | 356-PS | VIN-LT-503 | 005677 | 356-LT-502 | Station Sump Tank Level Transmitter | Transmitter | Level
1003 | 356-PS | VIN-ML1 | 005678 | 356-ML1 | Check Valve | Valve
1003 | 356-PS | VIN-ML2 | 005679 | 356-ML2 | Check Valve | Valve
1003 | 356-PS | VIN-P1 | 005680 | 356-P1 | Check Valve | Valve
1003 | 356-PS | VIN-P2 | 005681 | 356-P2 | Check Valve | Valve
1003 | 356-PS | VIN-P3 | 005682 | 356-P3 | Check Valve | Valve
1003 | 356-PS | VIN-PIC-601 | 005683 | 356-PIC-601 | Station Suction pressure controller | Process Controller | PID
1003 | 356-PS | VIN-PIC-611 | 005684 | 356-PIC-611 | Staion discharge pressure controller | Process Controller | PID
1003 | 356-PS | VIN-PR-601 | 005685 | 356-PR-601 | Station Suction pressure Recorder | Chart Recorder
1003 | 356-PS | VIN-PR-608 | 005686 | 356-PR-608 | Station case Pressure Recorder | Chart Recorder
1003 | 356-PS | VIN-PR-611 | 005687 | 356-PR-611 | Station discharge pressure recorder | Chart Recorder
1003 | 356-PS | VIN-PSH-601A | 005688 | 356-PSH-601A | Station Block Pressure switch | Switch | Pressure
1003 | 356-PS | VIN-PSH-602 | 005689 | 356-PSH-602 | Transfer Pump discharge pressure High | Switch | Pressure
1003 | 356-PS | VIN-PSH-605 | 005690 | 356-PSH-605 | Unit #1 Discharge pressure switch | Switch | Pressure
1003 | 356-PS | VIN-PSH-607 | 005691 | 356-PSH-607 | Pump Unit 3 Case Pressure Switch High | Switch | Pressure
1003 | 356-PS | VIN-PSH-611 | 005692 | 356-PSH-611 | High Discharge Pressure Switch | Switch | Pressure
1003 | 356-PS | VIN-PSHH-611 | 005693 | 356-PSHH-611 | High High Pressure Switch | Switch | Pressure
1003 | 356-PS | VIN-PSL-601 | 005694 | 356-PSL-601 | Suction Pressure Switch | Switch | Pressure
1003 | 356-PS | VIN-PSL-604 | 005695 | 356-PSL-604 | Unit #1 Suction pressure switch | Switch | Pressure
1003 | 356-PS | VIN-PSL-606 | 005696 | 356-PSL-606 | Pump Unit 3 Suction Pressure Switch Low | Switch | Pressure
1003 | 356-PS | VIN-PSL-613 | 005697 | 356-PSL-613 | Low Hydraulics | Switch | Pressure
1003 | 356-PS | VIN-PSLL-614 | 005698 | 356-PSLL-614 | Excessively low hydralic Pressure | Switch | Pressure
1003 | 356-PS | VIN-PT-601 | 005699 | 356-PT-601 | Station Suction pressure transmitter | Transmitter | Pressure
1003 | 356-PS | VIN-PT-608 | 005700 | 356-PT-608 | Station Case Pressure Transmitter | Transmitter | Pressure
1003 | 356-PS | VIN-PT-611 | 005701 | 356-PT-611 | Staion discharge pressure transmitter | Transmitter | Pressure
1003 | 356-PS | VIN-PU1-Pump | 005702 | 356-PU-1 | Unit #1 | Pump | Horizontal-Centrifugal
1003 | 356-PS | VIN-PU3-Pump | 005703 | 356-PU-3 | Unit #3 | Pump | Horizontal-Centrifugal
1003 | 356-PS | VIN-SD1 | 005704 | 356-SD1 | Check Valve | Valve
1003 | 356-PS | VIN-SP-101 Pump | 005705 | 356-SP-101 | Sump Pump | Pump | Vertical Can-Sump
1003 | 356-PS | VIN-STR-101 | 005706 | 356-STR-101 | Station Strainer | Strainer
1003 | 356-PS | VIN-TP-101 | 005707 | 356-TP-101 | Transfer Pump | Pump | Positive Displacement
1003 | 356-PS | VIN-TR-101 | 005708 | 356-TR-101 | Station Mainline Unit Loop Thermal Relief | Thermal Relief
1003 | 356-PS | VIN-TR-102 | 005709 | 356-TR-102 | Station Control Piping Thermal Relief | Thermal Relief
1003 | 356-PS | VIN-TR-103 | 005710 | 356-TR-103 | Station Discharge Thermal Relief | Thermal Relief
1003 | 356-PS | VIN-TR-104 | 005711 | 356-TR-104 | Transmix Pump | Thermal Relief
1003 | 356-PS | VIN-TR-105 | 005712 | 356-TR-105 | Pump Unit 2 Thermal Relief | Thermal Relief
1003 | 356-PS | VIN-TR-106 | 005713 | 356-TR-106 | Pump Unit 3 Thermal Relief | Thermal Relief
1003 | 356-PS | VIN-U1 | 005714 | 356-U1 | fill valve | Valve
1003 | 356-PS | VIN-U10 | 005715 | 356-U10 | Drain valve | Valve
1003 | 356-PS | VIN-U11 | 005716 | 356-U11 | fill valve | Valve
1003 | 356-PS | VIN-U12 | 005717 | 356-U12 | Drain valve | Valve
1003 | 356-PS | VIN-U13 | 005718 | 356-U13 | Drain valve | Valve
1003 | 356-PS | VIN-U14 | 005719 | 356-U14 | Drain valve | Valve
1003 | 356-PS | VIN-U15 | 005720 | 356-U15 | Drain valve | Valve
1003 | 356-PS | VIN-U16 | 005721 | 356-U16 | Drain valve | Valve
1003 | 356-PS | VIN-U17 | 005722 | 356-U17 | Drain valve | Valve
1003 | 356-PS | VIN-U2 | 005723 | 356-U2 | Drain valve | Valve
1003 | 356-PS | VIN-U3 | 005724 | 356-U3 | Drain valve | Valve
1003 | 356-PS | VIN-U4 | 005725 | 356-U4 | Drain valve | Valve
1003 | 356-PS | VIN-U5 | 005726 | 356-U5 | fill valve | Valve
1003 | 356-PS | VIN-U6 | 005727 | 356-U6 | Drain valve | Valve
1003 | 356-PS | VIN-U7 | 005728 | 356-U7 | Drain valve | Valve
1003 | 356-PS | VIN-U8 | 005729 | 356-U8 | fill valve | Valve
1003 | 356-PS | VIN-U9 | 005730 | 356-U9 | Drain valve | Valve
1003 | 356-PS | VIN-VT-101 | 005731 | 356-VT-101 | PU-1 Vibration Transmitter | Transmitter | Vibration
1003 | 356-PS | VIN-VT-103 | 005732 | 356-VT-103 | Pump Unit 3 Vibration Transmitter | Transmitter | Vibration
1003 | 356-PS | VIN-ZS-301 | 005733 | 356-ZS-301 | Pig Sig 1 | Sphere Detector
1003 | 356-PS | VIN-ZS-302 | 005734 | 356-ZS-302 | Pig Sig 2 | Sphere Detector
1003 | 356-PS | VIN-ZS-303 | 005735 | 356-ZS-303 | Pig Sig 3 | Sphere Detector
1003 | 356-PS | VIN-ZS-304 | 005736 | 356-ZS-304 | Pig Sig 4 | Sphere Detector
1003 | 373-MS | TUW-A2 | 005737 | 373-A2 | Prover Drain Valve | Valve
1003 | 373-MS | TUW-B103 | 005738 | 373-B103 | Station Inlet Valve Before Strainer | Valve
1003 | 373-MS | TUW-B109 | 005739 | 373-B109 | Located at Texaco Tank Farm | Valve
1003 | 373-MS | TUW-BP104 | 005740 | 373-BP104 | Prover Inlet Valve | Valve
1003 | 373-MS | TUW-BP105 | 005741 | 373-BP105 | Prover Bypass Valve | Valve
1003 | 373-MS | TUW-BP106 | 005742 | 373-BP106 | Prover Outlet Valve | Valve
1003 | 373-MS | TUW-BS-1 | 005743 | 373-BS-1 | 24VDC Battery System | Battery Charger | 24VDC
1003 | 373-MS | TUW-CV605 | 005744 | 373-CV605 | Station Control Valve | Valve
1003 | 373-MS | TUW-DT-301 | 005745 | 373-DT-301 | Station Density Transmitter | Transmitter | Density
1003 | 373-MS | TUW-Generic | 005746 | 373-Generic | Generic Equipment | Generic
1003 | 373-MS | TUW-HP-101 | 005747 | 373-HP-101 | Hydraulic Pump | Pump | Variable Volume
1003 | 373-MS | TUW-HP-102 | 005748 | 373-HP-102 | Hydraulic Pump | Pump | Variable Volume
1003 | 373-MS | TUW-LSHH-501 | 005749 | 373-LSHH-501 | Sump Tank Level Switch High High | Switch | Level
1003 | 373-MS | TUW-LT-501 | 005750 | 373-LT-501 | Sump Tank Level Transmitter | Transmitter | Level
1003 | 373-MS | TUW-MTR-23 | 005751 | 373-MTR-23 | Station Flow Meter | Flow Meter | Turbine
1003 | 373-MS | TUW-PSH-603 | 005752 | 373-PSH-603 | Station Pressure Switch High | Switch | Pressure
1003 | 373-MS | TUW-PT-601 | 005753 | 373-PT-601 | Meter Pressure Transmitter | Transmitter | Pressure
1003 | 373-MS | TUW-PT-605 | 005754 | 373-PT-605 | Mainline Back Pressure Transmitter | Transmitter | Pressure
1003 | 373-MS | TUW-S101 | 005755 | 373-S101 | Receiver Block Valve | Valve
1003 | 373-MS | TUW-S102 | 005756 | 373-S102 | Receiver Bypass Valve | Valve
1003 | 373-MS | TUW-S103 | 005757 | 373-S103 | Receiver Outlet Valve | Valve
1003 | 373-MS | TUW-S104 | 005758 | 373-S104 | Launcher Outlet Valve To Texaco | Valve
1003 | 373-MS | TUW-SP-101 Pump | 005759 | 373-SP-101 | Sump Pump | Pump | Vertical Can-Sump
1003 | 373-MS | TUW-STR-1 | 005760 | 373-STR-1 | Station Strainer | Strainer
1003 | 373-MS | TUW-TR-101 | 005761 | 373-TR-101 | Receiving Thermal Relief | Thermal Relief
1003 | 373-MS | TUW-TR-102 | 005762 | 373-TR-102 | Control Valve Piping Thermal Releif | Thermal Relief
1003 | 373-MS | TUW-TR-103 | 005763 | 373-TR-103 | Meter Piping Thermal Relief | Thermal Relief
1003 | 373-MS | TUW-TR-104 | 005764 | 373-TR-104 | Control Valve Piping Mainline Thermal Releif | Thermal Relief
1003 | 373-MS | TUW-TR-105 | 005765 | 373-TR-105 | General Valve Bonnet Prover Thermal Relief | Thermal Relief
1003 | 373-MS | TUW-TR-106 | 005766 | 373-TR-106 | Prover Piping Thermal Relief | Thermal Relief
1003 | 373-MS | TUW-TR-107 | 005767 | 373-TR-107 | Control Valve Piping Meter Thermal Relief | Thermal Relief
1003 | 373-MS | TUW-TR-108 | 005768 | 373-TR-108 | General Valve Bonnet Texaco DeliveryThermal Relief | Thermal Relief
1003 | 373-MS | TUW-TR-109 | 005769 | 373-TR-109 | Launcher Barrel Thermal Relief | Thermal Relief
1003 | 373-MS | TUW-TT-701 | 005770 | 373-TT-701 | Meter Temperature Transmitter | Transmitter | Temperature
1003 | 373-MS | TUW-U1 | 005771 | 373-U1 | Receiver Drain Valve | Valve
1003 | 373-MS | TUW-U2 | 005772 | 373-U2 | Station Strainer Drain Valve | Valve
1003 | 373-MS | TUW-U3 | 005773 | 373-U3 | Prover Inlet Side Drain Valve | Valve
1003 | 373-MS | TUW-U5 | 005774 | 373-U5 | Drain Valve Between Receiver and Control Valve | Valve
1003 | 373-MS | TUW-U6 | 005775 | 373-U6 | Prover Discharge Side Drain Valve | Valve
1003 | 373-MS | TUW-ZS-1 | 005776 | 373-ZS-1 | Sphere Receive Pig Sig | Sphere Detector
1003 | 441-PS | JOP-142 | 005777 | 441-152 | Joplin Unit 1 Bypass Breaker | Breaker | Medium Voltage
1003 | 441-PS | JOP-202 | 005778 | 441-202 | Station Block Valve | Valve | Ball
1003 | 441-PS | JOP-203 | 005779 | 441-203 | Transmix Tank to Transfer Pump | Valve | Ball
1003 | 441-PS | JOP-204 | 005780 | 441-204 | Primary Suction Valve | Valve | Ball
1003 | 441-PS | JOP-205 | 005781 | 441-205 | Primary Discharge Valve | Valve | Ball
1003 | 441-PS | JOP-206 | 005782 | 441-206 | Alternate Suction Valve | Valve | Ball
1003 | 441-PS | JOP-207 | 005783 | 441-207 | Alternate Discharge Valve | Valve | Ball
1003 | 441-PS | JOP-209 | 005784 | 441-209 | Transfer Pump to Station Header | Valve | Ball
1003 | 441-PS | JOP-210 | 005785 | 441-210 | Suction - Pump #1 | Valve | Ball
1003 | 441-PS | JOP-211 | 005786 | 441-211 | Discharge - Pump #1 | Valve | Ball
1003 | 441-PS | JOP-220 | 005787 | 441-220 | Suction - Pump #2 | Valve | Ball
1003 | 441-PS | JOP-221 | 005788 | 441-221 | Discharge - Pump #2 | Valve | Ball
1003 | 441-PS | JOP-242 | 005789 | 441-242 | Joplin Unit 2 Bypass Breaker | Breaker | Medium Voltage
1003 | 441-PS | JOP-AC-1 | 005790 | 441-AC-1 | Joplin Control Room Air Conditioner/Heater | HVAC
1003 | 441-PS | JOP-AC-2 | 005791 | 441-AC-2 | Joplin Electrical Room Air Conditioner/Heater | HVAC
1003 | 441-PS | JOP-AE921 | 005792 | 441-AE921 | Joplin Vapor Monitor #1 | Transmitter | Hazardous Atmosphere
1003 | 441-PS | JOP-AE922 | 005793 | 441-AE922 | Joplin Vapor Monitor #2 | Transmitter | Hazardous Atmosphere
1003 | 441-PS | JOP-AE923 | 005794 | 441-AE923 | Joplin Vapor Monitor #3 | Transmitter | Hazardous Atmosphere
1003 | 441-PS | JOP-AE924 | 005795 | 441-AE924 | Joplin Vapor Monitor #4 | Transmitter | Hazardous Atmosphere
1003 | 441-PS | JOP-B01 | 005796 | 441-B01 | Main Line Station Inlet | Valve | Gate
1003 | 441-PS | JOP-B02 | 005797 | 441-B02 | Main Line Drain Valve | Valve | Ball
1003 | 441-PS | JOP-B03 | 005798 | 441-B03 | Isolation to Future Densitometer | Valve | Ball
1003 | 441-PS | JOP-B04 | 005799 | 441-B04 | Isolation for Station Fill Line | Valve | Ball
1003 | 441-PS | JOP-B05 | 005800 | 441-B05 | Manifold Drain Valve | Valve | Ball
1003 | 441-PS | JOP-B06 | 005801 | 441-B06 | Strainer STR-101 Drain Valve | Valve | Ball
1003 | 441-PS | JOP-B07 | 005802 | 441-B07 | Pump #1 Piping Fill Valve | Valve | Ball
1003 | 441-PS | JOP-B08 | 005803 | 441-B08 | Pump #1 Piping Drain Valve | Valve | Ball
1003 | 441-PS | JOP-B09 | 005804 | 441-B09 | Pump #1 Seal Drain Valve | Valve | Ball
1003 | 441-PS | JOP-B10 | 005805 | 441-B10 | Pump #1 Piping Drain Valve | Valve | Ball
1003 | 441-PS | JOP-B12 | 005806 | 441-B12 | Pump #2 Piping Fill Valve | Valve | Ball
1003 | 441-PS | JOP-B13 | 005807 | 441-B13 | Pump #2 Piping Drain Valve | Valve | Ball
1003 | 441-PS | JOP-B14 | 005808 | 441-B14 | Pump #2 Seal Drain Valve | Valve | Ball
1003 | 441-PS | JOP-B15 | 005809 | 441-B15 | Pump #2 Piping Drain Valve | Valve | Ball
1003 | 441-PS | JOP-B17 | 005810 | 441-B17 | Manifold Drain Valve | Valve | Ball
1003 | 441-PS | JOP-B19 | 005811 | 441-B19 | Manifold Drain Valve | Valve | Ball
1003 | 441-PS | JOP-B21 | 005812 | 441-B21 | Main Line Drain Valve | Valve | Ball
1003 | 441-PS | JOP-B23 | 005813 | 441-B23 | Isolation Valve for PCV-640 | Valve | Ball
1003 | 441-PS | JOP-B24 | 005814 | 441-B24 | Isolation Valve for PCV-640 | Valve | Ball
1003 | 441-PS | JOP-B26 | 005815 | 441-B26 | Main Line Drain Valve | Valve | Ball
1003 | 441-PS | JOP-B27 | 005816 | 441-B27 | Main Line Station Outlet | Valve | Gate
1003 | 441-PS | JOP-B32 | 005817 | 441-B32 | Sump Tank Drain Inlet Valve | Valve | Ball
1003 | 441-PS | JOP-B33 | 005818 | 441-B33 | Sump Pump Discharge Isolation Valve | Valve | Ball
1003 | 441-PS | JOP-B35 | 005819 | 441-B35 | Truck Loading Isolation Valve | Valve | Ball
1003 | 441-PS | JOP-B36 | 005820 | 441-B36 | Transmix Tank By-Pass Valve | Valve | Ball
1003 | 441-PS | JOP-B37 | 005821 | 441-B37 | Transmix Tank Inlet Valve | Valve | Ball
1003 | 441-PS | JOP-B38 | 005822 | 441-B38 | Transmix Tank Water Draw | Valve | Ball
1003 | 441-PS | JOP-B39 | 005823 | 441-B39 | Transfer Pump Suction Isolation Valve | Valve | Ball
1003 | 441-PS | JOP-B40 | 005824 | 441-B40 | Transfer Pump Discharge Isolation Valve | Valve | Ball
1003 | 441-PS | JOP-B42 | 005825 | 441-B42 | Isolation Valve for FSH-402 | Valve | Ball
1003 | 441-PS | JOP-B43 | 005826 | 441-B43 | FSH-402 By-Pass Valve | Valve | Ball
1003 | 441-PS | JOP-B44 | 005827 | 441-B44 | Isolation Valve for FSH-402 | Valve | Ball
1003 | 441-PS | JOP-B46 | 005828 | 441-B46 | Transmix Tank Containment Area Drain Valve | Valve | Gate
1003 | 441-PS | JOP-B47 | 005829 | 441-B47 | Transmix Tank Containment Area Drain Valve | Valve | Gate
1003 | 441-PS | JOP-B48 | 005830 | 441-B48 | Transmix Tank Future Return Connection | Valve | Ball
1003 | 441-PS | JOP-BS | 005831 | 441-BS | Joplin 24 VDC Battery System/Charger | Battery Charger | 24VDC
1003 | 441-PS | JOP-C11 | 005832 | 441-C11 | Main Line Pump #1 Piping Check Valve | Valve | Swing Check
1003 | 441-PS | JOP-C16 | 005833 | 441-C16 | Main Line Pump #2 Piping Check Valve | Valve | Swing Check
1003 | 441-PS | JOP-C18 | 005834 | 441-C18 | Manifold Piping Check Valve | Valve | Swing Check
1003 | 441-PS | JOP-C20 | 005835 | 441-C20 | Main Line Piping Check Valve | Valve | Swing Check
1003 | 441-PS | JOP-C22 | 005836 | 441-C22 | Manifold Piping Check Valve | Valve | Swing Check
1003 | 441-PS | JOP-C25 | 005837 | 441-C25 | Main Line Piping Check Valve | Valve | Swing Check
1003 | 441-PS | JOP-C28 | 005838 | 441-C28 | Seal Drain Backflow Prevention | Valve | Swing Check
1003 | 441-PS | JOP-C29 | 005839 | 441-C29 | Sample Drain Backflow Prevention | Valve | Swing Check
1003 | 441-PS | JOP-C30 | 005840 | 441-C30 | Sample Drain Backflow Prevention | Valve | Swing Check
1003 | 441-PS | JOP-C31 | 005841 | 441-C31 | Transmix Return @ Main Line Check Valve | Valve | Swing Check
1003 | 441-PS | JOP-C34 | 005842 | 441-C34 | Sump Pump Discharge Check Valve | Valve | Swing Check
1003 | 441-PS | JOP-C41 | 005843 | 441-C41 | Transfer Pump Discharge Check Valve | Valve | Swing Check
1003 | 441-PS | JOP-C45 | 005844 | 441-C45 | Sample Drain Backflow Prevention | Valve | Swing Check
1003 | 441-PS | JOP-DRA | 005845 | 441-DRA | DRA Injection System | DRA Injection System
1003 | 441-PS | JOP-FSH-402 | 005846 | 441-FSH-402 | Joplin Transmix Injection Line Flow Switch | Switch | Flow
1003 | 441-PS | JOP-GENSET | 005847 | 441-GENSET | Joplin Back-Up Generator | Generator
1003 | 441-PS | JOP-LIT-502 | 005848 | 441-LIT-502 | Joplin Sump Level Indicating Transmitter | Transmitter | Level
1003 | 441-PS | JOP-LSHH-501 | 005849 | 441-LSHH-501 | Joplin Sump Tank Level HI HI Switch | Switch | Level
1003 | 441-PS | JOP-LSHH-503 | 005850 | 441-LSHH-504 | Joplin Transmix Tank Level Hi Hi | Switch | Level
1003 | 441-PS | JOP-LT-504 | 005851 | 441-LT-504 | Joplin Transmix Tank Level Transmitter | Transmitter | Level
1003 | 441-PS | JOP-M52 | 005852 | 441-M52 | Joplin Station 4160V Main Breaker | Breaker | Medium Voltage
1003 | 441-PS | JOP-MCC-201 | 005853 | 441-MCC-201 | Joplin Motor Control Center | Motor Control Center
1003 | 441-PS | JOP-PCV640 | 005854 | 441-PCV640 | Pressure Control Valve Model V260 | Valve | Ball
1003 | 441-PS | JOP-PFCC-1 | 005855 | 441-PFCC-1 | Joplin Power Factor Correction Capacitor Bank 1 | Capacitor Bank | Power Factor Correction
1003 | 441-PS | JOP-PFCC-2 | 005856 | 441-PFCC-2 | Joplin Power Factor Correction Capacitor Bank 2 | Capacitor Bank | Power Factor Correction
1003 | 441-PS | JOP-PIT-601 | 005857 | 441-PIT-601 | Joplin Station Suction Indicating Transmitter | Transmitter | Pressure
1003 | 441-PS | JOP-PIT-602 | 005858 | 441-PIT-602 | Joplin Units Suction Indicating Transmitter | Transmitter | Pressure
1003 | 441-PS | JOP-PIT-603 | 005859 | 441-PIT-603 | Joplin Station Discharge Indicating Transmitter | Transmitter | Pressure
1003 | 441-PS | JOP-PIT-604 | 005860 | 441-PIT-604 | Joplin Station Case Indicating Transmitter | Transmitter | Pressure
1003 | 441-PS | JOP-PIT-607 | 005861 | 441-PIT-607 | Joplin Sump Discharge Indicating Transmitter | Transmitter | Pressure
1003 | 441-PS | JOP-PIT-608 | 005862 | 441-PIT-608 | Joplin Transfer Pump Discharge Indicating Transmitter | Transmitter | Pressure
1003 | 441-PS | JOP-PIT-611 | 005863 | 441-PIT-611 | Joplin Unit #1 Discharge Indicating Transmitter | Transmitter | Pressure
1003 | 441-PS | JOP-PIT-621 | 005864 | 441-PIT-621 | Joplin Unit #2 Discharge Indicating Transmitter | Transmitter | Pressure
1003 | 441-PS | JOP-PSV-641 | 005865 | 441-PSV-641 | Joplin Transfer Pump Thermal Relief | Thermal Relief
1003 | 441-PS | JOP-PSV-643 | 005866 | 441-PSV-643 | Joplin Mainline Unit Loop Thermal Relief | Thermal Relief
1003 | 441-PS | JOP-PT-601A | 005867 | 441-PT-601A | Joplin Station Suction Transmitter | Transmitter | Pressure
1003 | 441-PS | JOP-PT-603A | 005868 | 441-PT-603A | Joplin Station Discharge Transmitter | Transmitter | Pressure
1003 | 441-PS | JOP-PU1-Pump | 005869 | 441-PU1 | Joplin Mainline Pump Unit 1 | Pump | Horizontal-Centrifugal
1003 | 441-PS | JOP-PU2-Pump | 005870 | 441-PU2 | Joplin Mainline Pump Unit 2 | Pump | Horizontal-Centrifugal
1003 | 441-PS | JOP-PV603 | 005871 | 441-PV603 | Control Valve Model 2760 | Valve | Ball
1003 | 441-PS | JOP-SP-101 | 005872 | 441-SP-101 | Sump Pump | Pump | Vertical Can-Sump
1003 | 441-PS | JOP-ST-101 | 005873 | 441-ST-101 | Joplin Sump Tank | Tank | Sump
1003 | 441-PS | JOP-STR-101 | 005874 | 441-STR-101 | Joplin Strainer | Strainer
1003 | 441-PS | JOP-SV104 | 005875 | 441-SV104 | Joplin Alternate Discharge Equalization Line Solenoid Valve | Valve | Solenoid
1003 | 441-PS | JOP-SV107 | 005876 | 441-SV107 | Joplin Primary Suction Equalization Line Solenoid Valve | Valve | Solenoid
1003 | 441-PS | JOP-T52 | 005877 | 441-T52 | Joplin 480V Transformer Breaker | Breaker | Medium Voltage
1003 | 441-PS | JOP-TP-101 | 005878 | 441-TP-101 | Transfer Pump | Pump | Positive Displacement
1003 | 441-PS | JOP-TR-1 | 005879 | 441-TR-1 | Joplin Unit #1 Thermal Relief | Thermal Relief
1003 | 441-PS | JOP-TR-101 | 005880 | 441-TR-101 | Joplin 4160V/480V Pad Mount Transformer | Transformer
1003 | 441-PS | JOP-TR-2 | 005881 | 441-TR-2 | Joplin Unit #2 Thermal Relief | Thermal Relief
1003 | 441-PS | JOP-TT-701 | 005882 | 441-TT-701 | Joplin Station Inlet Product Temperature | Transmitter | Temperature
1003 | 441-PS | JOP-TT-702 | 005883 | 441-TT-702 | Joplin Station Outlet Product Temperature | Transmitter | Temperature
1003 | 441-PS | JOP-TT-704 | 005884 | 441-TT-704 | Joplin Ground Temperature | Transmitter | Temperature
1003 | 441-PS | JOP-TT-707 | 005885 | 441-TT-707 | Joplin Electrical Room Temperature | Transmitter | Temperature
1003 | 441-PS | JOP-V142 | 005886 | 441-V152 | Joplin Unit 1 VFD Breaker | Breaker | Medium Voltage
1003 | 441-PS | JOP-V242 | 005887 | 441-V242 | Joplin Unit 2 VFD Breaker | Breaker | Medium Voltage
1003 | 441-PS | JOP-V52 | 005888 | 441-V52 | Joplin VFD Feeder Breaker | Breaker | Medium Voltage
1003 | 441-PS | JOP-VFD-100 | 005889 | 441-VFD-100 | Joplin Robicon Variable Frequency Drive | Variable Frequency Drive
1003 | 441-PS | JOP-VFD-CT | 005890 | 441-VFD-CT | Joplin Robicon Variable Frequency Drive Cooling Tower | Variable Frequency Drive
1003 | 441-PS | JOP-VT-810 | 005891 | 441-VT-810 | Joplin Unit #1 Outboard Vibration Transmitter | Transmitter | Vibration
1003 | 441-PS | JOP-VT-813 | 005892 | 441-VT-813 | Joplin Unit #1 Inboard Vibration Transmitter | Transmitter | Vibration
1003 | 441-PS | JOP-VT-820 | 005893 | 441-VT-820 | Joplin Unit #2 Outboard Vibration Transmitter | Transmitter | Vibration
1003 | 441-PS | JOP-VT-823 | 005894 | 441-VT-823 | Joplin Unit #2 Inboard Vibration Transmitter | Transmitter | Vibration
1003 | 441-PS | JOP-ZS-301 | 005895 | 441-ZS-301 | Joplin Pigsig 1 | Sphere Detector
1003 | 441-PS | JOP-ZS-302 | 005896 | 441-ZS-302 | Joplin Pigsig 2 | Sphere Detector
1003 | 441-PS | JOP-ZS-303 | 005897 | 441-ZS-303 | Joplin Pigsig 3 | Sphere Detector
1003 | 441-PS | JOP-ZS-304 | 005898 | 441-ZS-304 | Joplin Pigsig 4 | Sphere Detector
1003 | 442-PS | MTV-1701 | 005899 | 442-1701 | Block Valve | Valve
1003 | 442-PS | MTV-1702 | 005900 | 442-1702 | Block Valve | Valve
1003 | 442-PS | MTV-1704 | 005901 | 442-1704 | Station Valve | Valve
1003 | 442-PS | MTV-1705 | 005902 | 442-1705 | Station Valve | Valve
1003 | 442-PS | MTV-1706 | 005903 | 442-1706 | Station Valve | Valve
1003 | 442-PS | MTV-1707 | 005904 | 442-1707 | Station Valve | Valve
1003 | 442-PS | MTV-1710 | 005905 | 442-1710 | Unit Valve | Valve
1003 | 442-PS | MTV-1711 | 005906 | 442-1711 | Unit Valve | Valve
1003 | 442-PS | MTV-1712 | 005907 | 442-1712 | Block Valve | Valve
1003 | 442-PS | MTV-1720 | 005908 | 442-1720 | Unit Valve | Valve
1003 | 442-PS | MTV-1721 | 005909 | 442-1721 | Unit Valve | Valve
1003 | 442-PS | MTV-1730 | 005910 | 442-1730 | Unit Valve | Valve
1003 | 442-PS | MTV-1731 | 005911 | 442-1731 | Unit Valve | Valve
1003 | 442-PS | MTV-B101 | 005912 | 442-B101 | Block Valve (Delivery) | Valve
1003 | 442-PS | MTV-B102 | 005913 | 442-B102 | Delivery Valve (Oil) | Valve
1003 | 442-PS | MTV-B103 | 005914 | 442-B103 | Delivery Valve (Gas) | Valve
1003 | 442-PS | MTV-C1 | 005915 | 442-C1 | Check Valve | Valve
1003 | 442-PS | MTV-C2 | 005916 | 442-C2 | Check Valve | Valve
1003 | 442-PS | MTV-C3 | 005917 | 442-C3 | Check Valve | Valve
1003 | 442-PS | MTV-CV | 005918 | 442-CV | Control Valve | Valve
1003 | 442-PS | MTV-DRA | 005919 | 442-DRA | DRA Injection System | DRA Injection System
1003 | 442-PS | MTV-Generic | 005920 | 442-Generic | Generic Equipment | Generic
1003 | 442-PS | MTV-HP-101 | 005921 | 442-HP-101 | Hydraulic Pump | Pump | Variable Volume
1003 | 442-PS | MTV-HP-102 | 005922 | 442-HP-102 | Hydraulic Pump | Pump | Variable Volume
1003 | 442-PS | MTV-LSH-501 | 005923 | 442-LSH-501 | Station Transmix Tank Level Switch High | Switch | Level
1003 | 442-PS | MTV-LSH-530 | 005924 | 442-LSH-530 | Pump Unit 3 Seal Pot Level Switch High | Switch | Level
1003 | 442-PS | MTV-LSHH-502 | 005925 | 442-LSHH-502 | Station Sump Tank Level Switch High high | Switch | Level
1003 | 442-PS | MTV-LT-501 | 005926 | 442-LT-501 | Station Transmix Tank Level Transmitter | Transmitter | Level
1003 | 442-PS | MTV-LT-503 | 005927 | 442-LT-502 | Station Sump Tank Level Transmitter | Transmitter | Level
1003 | 442-PS | MTV-ML1 | 005928 | 442-ML1 | Check Valve | Valve
1003 | 442-PS | MTV-ML2 | 005929 | 442-ML2 | Check Valve | Valve
1003 | 442-PS | MTV-P1 | 005930 | 442-P1 | Check Valve | Valve
1003 | 442-PS | MTV-P3 | 005931 | 442-P3 | Check Valve | Valve
1003 | 442-PS | MTV-PIC-601 | 005932 | 442-PIC-601 | Station Suction pressure controller | Process Controller | PID
1003 | 442-PS | MTV-PIC-607 | 005933 | 442-PIC-607 | Staion discharge pressure controller | Process Controller | PID
1003 | 442-PS | MTV-PR-601 | 005934 | 442-PR-601 | Station Suction pressure Recorder | Chart Recorder
1003 | 442-PS | MTV-PR-605 | 005935 | 442-PR-605 | Station case Pressure Recorder | Chart Recorder
1003 | 442-PS | MTV-PR-607 | 005936 | 442-PR-607 | Station discharge pressure recorder | Chart Recorder
1003 | 442-PS | MTV-PSH-601A | 005937 | 442-PSH-601A | Station Block Pressure switch | Switch | Pressure
1003 | 442-PS | MTV-PSH-602 | 005938 | 442-PSH-602 | Transfer Pump discharge pressure High | Switch | Pressure
1003 | 442-PS | MTV-PSH-607 | 005939 | 442-PSH-607 | High Discharge Pressure Switch | Switch | Pressure
1003 | 442-PS | MTV-PSH-614 | 005940 | 442-PSH-614 | Unit #1 Discharge pressure switch | Switch | Pressure
1003 | 442-PS | MTV-PSH-634 | 005941 | 442-PSH-634 | Pump Unit 3 Case Pressure Switch High | Switch | Pressure
1003 | 442-PS | MTV-PSHH-607 | 005942 | 442-PSHH-607 | High High Pressure Switch | Switch | Pressure
1003 | 442-PS | MTV-PSL-601 | 005943 | 442-PSL-601 | Suction Pressure Switch | Switch | Pressure
1003 | 442-PS | MTV-PSL-608 | 005944 | 442-PSL-608 | All units start | Switch | Pressure
1003 | 442-PS | MTV-PSL-609 | 005945 | 442-PSL-609 | Hydraulic one unit start | Switch | Pressure
1003 | 442-PS | MTV-PSL-613 | 005946 | 442-PSL-613 | Unit #1 Suction pressure switch | Switch | Pressure
1003 | 442-PS | MTV-PSL-633 | 005947 | 442-PSL-633 | Pump Unit 3 Suction Pressure Switch Low | Switch | Pressure
1003 | 442-PS | MTV-PSLL-610 | 005948 | 442-PSLL-610 | Excessively low hydralic Pressure | Switch | Pressure
1003 | 442-PS | MTV-PT-601 | 005949 | 442-PT-601 | Station Suction pressure transmitter | Transmitter | Pressure
1003 | 442-PS | MTV-PT-605 | 005950 | 442-PT-605 | Station Case Pressure Transmitter | Transmitter | Pressure
1003 | 442-PS | MTV-PT-607 | 005951 | 442-PT-607 | Staion discharge pressure transmitter | Transmitter | Pressure
1003 | 442-PS | MTV-PU1-Pump | 005952 | 442-PU-1 | Unit #1 | Pump | Horizontal-Centrifugal
1003 | 442-PS | MTV-PU3-Pump | 005953 | 442-PU-3 | Unit #3 | Pump | Horizontal-Centrifugal
1003 | 442-PS | MTV-SD1 | 005954 | 442-SD1 | Check Valve | Valve
1003 | 442-PS | MTV-SP-101 Pump | 005955 | 442-SP-101 | Sump Pump | Pump | Vertical Can-Sump
1003 | 442-PS | MTV-STR-101 | 005956 | 442-STR-101 | Station Strainer | Strainer
1003 | 442-PS | MTV-TP-101 | 005957 | 442-TP-101 | Transfer Pump | Pump | Positive Displacement
1003 | 442-PS | MTV-TR-101 | 005958 | 442-TR-101 | Station Mainline Unit Loop Thermal Relief | Thermal Relief
1003 | 442-PS | MTV-TR-102 | 005959 | 442-TR-102 | Station Discharge Thermal Relief | Thermal Relief
1003 | 442-PS | MTV-TR-103 | 005960 | 442-TR-103 | Station Transfer Pump Thermal Relief | Thermal Relief
1003 | 442-PS | MTV-TR-104 | 005961 | 442-TR-104 | Pump Unit 1 Thermal Relief | Thermal Relief
1003 | 442-PS | MTV-TR-105 | 005962 | 442-TR-105 | Pump Unit 2 Thermal Relief | Thermal Relief
1003 | 442-PS | MTV-TR-106 | 005963 | 442-TR-106 | Pump Unit 3 Thermal Relief | Thermal Relief
1003 | 442-PS | MTV-U1 | 005964 | 442-U1 | fill valve | Valve
1003 | 442-PS | MTV-U10 | 005965 | 442-U10 | Drain valve | Valve
1003 | 442-PS | MTV-U11 | 005966 | 442-U11 | fill valve | Valve
1003 | 442-PS | MTV-U12 | 005967 | 442-U12 | Drain valve | Valve
1003 | 442-PS | MTV-U13 | 005968 | 442-U13 | Drain valve | Valve
1003 | 442-PS | MTV-U14 | 005969 | 442-U14 | Drain valve | Valve
1003 | 442-PS | MTV-U15 | 005970 | 442-U15 | Drain valve | Valve
1003 | 442-PS | MTV-U16 | 005971 | 442-U16 | Drain valve | Valve
1003 | 442-PS | MTV-U17 | 005972 | 442-U17 | Drain valve | Valve
1003 | 442-PS | MTV-U2 | 005973 | 442-U2 | Drain valve | Valve
1003 | 442-PS | MTV-U3 | 005974 | 442-U3 | Drain valve | Valve
1003 | 442-PS | MTV-U4 | 005975 | 442-U4 | Drain valve | Valve
1003 | 442-PS | MTV-U5 | 005976 | 442-U5 | fill valve | Valve
1003 | 442-PS | MTV-U6 | 005977 | 442-U6 | Drain valve | Valve
1003 | 442-PS | MTV-U7 | 005978 | 442-U7 | Drain valve | Valve
1003 | 442-PS | MTV-U8 | 005979 | 442-U8 | fill valve | Valve
1003 | 442-PS | MTV-U9 | 005980 | 442-U9 | Drain valve | Valve
1003 | 442-PS | MTV-VT-101 | 005981 | 442-VT-101 | PU-1 Vibration Transmitter | Transmitter | Vibration
1003 | 442-PS | MTV-VT-103 | 005982 | 442-VT-103 | Pump Unit 3 Vibration Transmitter | Transmitter | Vibration
1003 | 442-PS | MTV-ZS-301 | 005983 | 442-ZS-301 | Pig Sig 1 | Sphere Detector
1003 | 442-PS | MTV-ZS-302 | 005984 | 442-ZS-302 | Pig Sig 2 | Sphere Detector
1003 | 442-PS | MTV-ZS-303 | 005985 | 442-ZS-303 | Pig Sig 3 | Sphere Detector
1003 | 442-PS | MTV-ZS-304 | 005986 | 442-ZS-304 | Pig Sig 4 | Sphere Detector
1003 | 443-PS | SPR-142 | 005987 | 443-152 | Springfield Unit 1 Bypass Breaker | Breaker | Medium Voltage
1003 | 443-PS | SPR-202 | 005988 | 443-202 | Station Block Valve | Valve | Ball
1003 | 443-PS | SPR-203 | 005989 | 443-203 | Transmix Tank to Transfer Pump | Valve | Ball
1003 | 443-PS | SPR-204 | 005990 | 443-204 | Primary Suction Valve | Valve | Ball
1003 | 443-PS | SPR-205 | 005991 | 443-205 | Primary Discharge Valve | Valve | Ball
1003 | 443-PS | SPR-206 | 005992 | 443-206 | Alternate Suction Valve | Valve | Ball
1003 | 443-PS | SPR-207 | 005993 | 443-207 | Alternate Discharge Valve | Valve | Ball
1003 | 443-PS | SPR-209 | 005994 | 443-209 | Transfer Pump to Station Header | Valve | Ball
1003 | 443-PS | SPR-210 | 005995 | 443-210 | Suction - Pump #1 | Valve | Ball
1003 | 443-PS | SPR-211 | 005996 | 443-211 | Discharge - Pump #1 | Valve | Ball
1003 | 443-PS | SPR-220 | 005997 | 443-220 | Suction - Pump #2 | Valve | Ball
1003 | 443-PS | SPR-221 | 005998 | 443-221 | Discharge - Pump #2 | Valve | Ball
1003 | 443-PS | SPR-242 | 005999 | 443-242 | Springfield Unit 2 Bypass Breaker | Breaker | Medium Voltage
1003 | 443-PS | SPR-AC-1 | 006000 | 443-AC-1 | Springfield Control Room Air Conditioner/Heater | HVAC
1003 | 443-PS | SPR-AC-2 | 006001 | 443-AC-2 | Springfield Electrical Room Air Conditioner/Heater | HVAC
1003 | 443-PS | SPR-AE921 | 006002 | 443-AE921 | Springfield Vapor Monitor #1 | Transmitter | Hazardous Atmosphere
1003 | 443-PS | SPR-AE922 | 006003 | 443-AE922 | Springfield Vapor Monitor #2 | Transmitter | Hazardous Atmosphere
1003 | 443-PS | SPR-AE923 | 006004 | 443-AE923 | Springfield Vapor Monitor #3 | Transmitter | Hazardous Atmosphere
1003 | 443-PS | SPR-AE924 | 006005 | 443-AE924 | Springfield Vapor Monitor #4 | Transmitter | Hazardous Atmosphere
1003 | 443-PS | SPR-B01 | 006006 | 443-B01 | Main Line Station Inlet | Valve | Gate
1003 | 443-PS | SPR-B02 | 006007 | 443-B02 | Main Line Drain Valve | Valve | Ball
1003 | 443-PS | SPR-B03 | 006008 | 443-B03 | Isolation to Future Densitometer | Valve | Ball
1003 | 443-PS | SPR-B04 | 006009 | 443-B04 | Isolation for Station Fill Line | Valve | Ball
1003 | 443-PS | SPR-B05 | 006010 | 443-B05 | Manifold Drain Valve | Valve | Ball
1003 | 443-PS | SPR-B06 | 006011 | 443-B06 | Strainer STR-101 Drain Valve | Valve | Ball
1003 | 443-PS | SPR-B07 | 006012 | 443-B07 | Pump #1 Piping Fill Valve | Valve | Ball
1003 | 443-PS | SPR-B08 | 006013 | 443-B08 | Pump #1 Piping Drain Valve | Valve | Ball
1003 | 443-PS | SPR-B09 | 006014 | 443-B09 | Pump #1 Seal Drain Valve | Valve | Ball
1003 | 443-PS | SPR-B10 | 006015 | 443-B10 | Pump #1 Piping Drain Valve | Valve | Ball
1003 | 443-PS | SPR-B12 | 006016 | 443-B12 | Pump #2 Piping Fill Valve | Valve | Ball
1003 | 443-PS | SPR-B13 | 006017 | 443-B13 | Pump #2 Piping Drain Valve | Valve | Ball
1003 | 443-PS | SPR-B14 | 006018 | 443-B14 | Pump #2 Seal Drain Valve | Valve | Ball
1003 | 443-PS | SPR-B15 | 006019 | 443-B15 | Pump #2 Piping Drain Valve | Valve | Ball
1003 | 443-PS | SPR-B17 | 006020 | 443-B17 | Manifold Drain Valve | Valve | Ball
1003 | 443-PS | SPR-B19 | 006021 | 443-B19 | Manifold Drain Valve | Valve | Ball
1003 | 443-PS | SPR-B21 | 006022 | 443-B21 | Main Line Drain Valve | Valve | Ball
1003 | 443-PS | SPR-B23 | 006023 | 443-B23 | Isolation Valve for PCV-640 | Valve | Ball
1003 | 443-PS | SPR-B24 | 006024 | 443-B24 | Isolation Valve for PCV-640 | Valve | Ball
1003 | 443-PS | SPR-B26 | 006025 | 443-B26 | Main Line Drain Valve | Valve | Ball
1003 | 443-PS | SPR-B27 | 006026 | 443-B27 | Main Line Station Outlet | Valve | Gate
1003 | 443-PS | SPR-B32 | 006027 | 443-B32 | Sump Tank Drain Inlet Valve | Valve | Ball
1003 | 443-PS | SPR-B33 | 006028 | 443-B33 | Sump Pump Discharge Isolation Valve | Valve | Ball
1003 | 443-PS | SPR-B35 | 006029 | 443-B35 | Truck Loading Isolation Valve | Valve | Ball
1003 | 443-PS | SPR-B36 | 006030 | 443-B36 | Transmix Tank By-Pass Valve | Valve | Ball
1003 | 443-PS | SPR-B37 | 006031 | 443-B37 | Transmix Tank Inlet Valve | Valve | Ball
1003 | 443-PS | SPR-B38 | 006032 | 443-B38 | Transmix Tank Water Draw | Valve | Ball
1003 | 443-PS | SPR-B39 | 006033 | 443-B39 | Transfer Pump Suction Isolation Valve | Valve | Ball
1003 | 443-PS | SPR-B40 | 006034 | 443-B40 | Transfer Pump Discharge Isolation Valve | Valve | Ball
1003 | 443-PS | SPR-B42 | 006035 | 443-B42 | Isolation Valve for FSH-402 | Valve | Ball
1003 | 443-PS | SPR-B43 | 006036 | 443-B43 | FSH-402 By-Pass Valve | Valve | Ball
1003 | 443-PS | SPR-B44 | 006037 | 443-B44 | Isolation Valve for FSH-402 | Valve | Ball
1003 | 443-PS | SPR-B46 | 006038 | 443-B46 | Transmix Tank Containment Area Drain Valve | Valve | Gate
1003 | 443-PS | SPR-B47 | 006039 | 443-B47 | Transmix Tank Containment Area Drain Valve | Valve | Gate
1003 | 443-PS | SPR-B48 | 006040 | 443-B48 | Transmix Tank Future Return Connection | Valve | Ball
1003 | 443-PS | SPR-BS | 006041 | 443-BS | Springfield 24 VDC Battery System/Charger | Battery Charger | 24VDC
1003 | 443-PS | SPR-C11 | 006042 | 443-C11 | Main Line Pump #1 Piping Check Valve | Valve | Swing Check
1003 | 443-PS | SPR-C16 | 006043 | 443-C16 | Main Line Pump #2 Piping Check Valve | Valve | Swing Check
1003 | 443-PS | SPR-C18 | 006044 | 443-C18 | Manifold Piping Check Valve | Valve | Swing Check
1003 | 443-PS | SPR-C20 | 006045 | 443-C20 | Main Line Piping Check Valve | Valve | Swing Check
1003 | 443-PS | SPR-C22 | 006046 | 443-C22 | Manifold Piping Check Valve | Valve | Swing Check
1003 | 443-PS | SPR-C25 | 006047 | 443-C25 | Main Line Piping Check Valve | Valve | Swing Check
1003 | 443-PS | SPR-C28 | 006048 | 443-C28 | Seal Drain Backflow Prevention | Valve | Swing Check
1003 | 443-PS | SPR-C29 | 006049 | 443-C29 | Sample Drain Backflow Prevention | Valve | Swing Check
1003 | 443-PS | SPR-C30 | 006050 | 443-C30 | Sample Drain Backflow Prevention | Valve | Swing Check
1003 | 443-PS | SPR-C31 | 006051 | 443-C31 | Transmix Return @ Main Line Check Valve | Valve | Swing Check
1003 | 443-PS | SPR-C34 | 006052 | 443-C34 | Sump Pump Discharge Check Valve | Valve | Swing Check
1003 | 443-PS | SPR-C41 | 006053 | 443-C41 | Transfer Pump Discharge Check Valve | Valve | Swing Check
1003 | 443-PS | SPR-C45 | 006054 | 443-C45 | Sample Drain Backflow Prevention | Valve | Swing Check
1003 | 443-PS | SPR-DRA | 006055 | 443-DRA | DRA Injection System | DRA Injection System
1003 | 443-PS | SPR-FSH-402 | 006056 | 443-FSH-402 | Springfield Transmix Injection Line Flow Switch | Switch | Flow
1003 | 443-PS | SPR-GENSET | 006057 | 443-GENSET | Springfield Back-Up Generator | Generator
1003 | 443-PS | SPR-LIT-502 | 006058 | 443-LIT-502 | Springfield Sump Level Indicating Transmitter | Transmitter | Level
1003 | 443-PS | SPR-LSHH-501 | 006059 | 443-LSHH-501 | Springfield Sump Tank Level HI HI Switch | Switch | Level
1003 | 443-PS | SPR-LSHH-503 | 006060 | 443-LSHH-504 | Springfield Transmix Tank Level Hi Hi | Switch | Level
1003 | 443-PS | SPR-LT-504 | 006061 | 443-LT-504 | Springfield Transmix Tank Level Transmitter | Transmitter | Level
1003 | 443-PS | SPR-M52 | 006062 | 443-M52 | Springfield Station 4160V Main Breaker | Breaker | Medium Voltage
1003 | 443-PS | SPR-MCC-201 | 006063 | 443-MCC-201 | Springfield Motor Control Center | Motor Control Center
1003 | 443-PS | SPR-PCV640 | 006064 | 443-PCV640 | Pressure Control Valve Model V260 | Valve | Ball
1003 | 443-PS | SPR-PFCC-1 | 006065 | 443-PFCC-1 | Springfield Power Factor Correction Capacitor Bank 1 | Capacitor Bank | Power Factor Correction
1003 | 443-PS | SPR-PFCC-2 | 006066 | 443-PFCC-2 | Springfield Power Factor Correction Capacitor Bank 2 | Capacitor Bank | Power Factor Correction
1003 | 443-PS | SPR-PIT-601 | 006067 | 443-PIT-601 | Springfield Station Suction Indicating Transmitter | Transmitter | Pressure
1003 | 443-PS | SPR-PIT-602 | 006068 | 443-PIT-602 | Springfield Units Suction Indicating Transmitter | Transmitter | Pressure
1003 | 443-PS | SPR-PIT-603 | 006069 | 443-PIT-603 | Springfield Station Discharge Indicating Transmitter | Transmitter | Pressure
1003 | 443-PS | SPR-PIT-604 | 006070 | 443-PIT-604 | Springfield Station Case Indicating Transmitter | Transmitter | Pressure
1003 | 443-PS | SPR-PIT-607 | 006071 | 443-PIT-607 | Springfield Sump Discharge Indicating Transmitter | Transmitter | Pressure
1003 | 443-PS | SPR-PIT-608 | 006072 | 443-PIT-608 | Springfield Transfer Pump Discharge Indicating Transmitter | Transmitter | Pressure
1003 | 443-PS | SPR-PIT-611 | 006073 | 443-PIT-611 | Springfield Unit #1 Discharge Indicating Transmitter | Transmitter | Pressure
1003 | 443-PS | SPR-PIT-621 | 006074 | 443-PIT-621 | Springfield Unit #2 Discharge Indicating Transmitter | Transmitter | Pressure
1003 | 443-PS | SPR-PSV-641 | 006075 | 443-PSV-641 | Springfield Transfer Pump Thermal Relief | Thermal Relief
1003 | 443-PS | SPR-PSV-643 | 006076 | 443-PSV-643 | Springfield Mainline Unit Loop Thermal Relief | Thermal Relief
1003 | 443-PS | SPR-PT-601A | 006077 | 443-PT-601A | Springfield Station Suction Transmitter | Transmitter | Pressure
1003 | 443-PS | SPR-PT-603A | 006078 | 443-PT-603A | Springfield Station Discharge Transmitter | Transmitter | Pressure
1003 | 443-PS | SPR-PU1-Pump | 006079 | 443-PU1 | Springfield Mainline Pump Unit 1 | Pump | Horizontal-Centrifugal
1003 | 443-PS | SPR-PU2-Pump | 006080 | 443-PU2 | Springfield Mainline Pump Unit 2 | Pump | Horizontal-Centrifugal
1003 | 443-PS | SPR-PV603 | 006081 | 443-PV603 | Control Valve Model 2760 | Valve | Ball
1003 | 443-PS | SPR-SP-101 | 006082 | 443-SP-101 | Sump Pump | Pump | Vertical Can-Sump
1003 | 443-PS | SPR-ST-101 | 006083 | 443-ST-101 | Springfield Sump Tank | Tank | Sump
1003 | 443-PS | SPR-STR-101 | 006084 | 443-STR-101 | Springfield Strainer | Strainer
1003 | 443-PS | SPR-SV104 | 006085 | 443-SV104 | Springfield Alternate Discharge Equalization Line Solenoid Valve | Valve | Solenoid
1003 | 443-PS | SPR-SV107 | 006086 | 443-SV107 | Springfield Primary Suction Equalization Line Solenoid Valve | Valve | Solenoid
1003 | 443-PS | SPR-T52 | 006087 | 443-T52 | Springfield 480V Transformer Breaker | Breaker | Medium Voltage
1003 | 443-PS | SPR-TP-101 | 006088 | 443-TP-101 | Transfer Pump | Pump | Positive Displacement
1003 | 443-PS | SPR-TR-1 | 006089 | 443-TR-1 | Springfield Unit #1 Thermal Relief | Thermal Relief
1003 | 443-PS | SPR-TR-101 | 006090 | 443-TR-101 | Springfield 4160V/480V Pad Mount Transformer | Transformer
1003 | 443-PS | SPR-TR-2 | 006091 | 443-TR-2 | Springfield Unit #2 Thermal Relief | Thermal Relief
1003 | 443-PS | SPR-TT-701 | 006092 | 443-TT-701 | Springfield Station Inlet Product Temperature | Transmitter | Temperature
1003 | 443-PS | SPR-TT-702 | 006093 | 443-TT-702 | Springfield Station Outlet Product Temperature | Transmitter | Temperature
1003 | 443-PS | SPR-TT-704 | 006094 | 443-TT-704 | Springfield Ground Temperature | Transmitter | Temperature
1003 | 443-PS | SPR-TT-707 | 006095 | 443-TT-707 | Springfield Electrical Room Temperature | Transmitter | Temperature
1003 | 443-PS | SPR-V142 | 006096 | 443-V152 | Springfield Unit 1 VFD Breaker | Breaker | Medium Voltage
1003 | 443-PS | SPR-V242 | 006097 | 443-V242 | Springfield Unit 2 VFD Breaker | Breaker | Medium Voltage
1003 | 443-PS | SPR-V52 | 006098 | 443-V52 | Springfield VFD Feeder Breaker | Breaker | Medium Voltage
1003 | 443-PS | SPR-VFD-100 | 006099 | 443-VFD-100 | Springfield Robicon Variable Frequency Drive | Variable Frequency Drive
1003 | 443-PS | SPR-VFD-CT | 006100 | 443-VFD-CT | Springfield Robicon Variable Frequency Drive Cooling Tower | Variable Frequency Drive
1003 | 443-PS | SPR-VT-810 | 006101 | 443-VT-810 | Springfield Unit #1 Outboard Vibration Transmitter | Transmitter | Vibration
1003 | 443-PS | SPR-VT-813 | 006102 | 443-VT-813 | Springfield Unit #1 Inboard Vibration Transmitter | Transmitter | Vibration
1003 | 443-PS | SPR-VT-820 | 006103 | 443-VT-820 | Springfield Unit #2 Outboard Vibration Transmitter | Transmitter | Vibration
1003 | 443-PS | SPR-VT-823 | 006104 | 443-VT-823 | Springfield Unit #2 Inboard Vibration Transmitter | Transmitter | Vibration
1003 | 443-PS | SPR-ZS-301 | 006105 | 443-ZS-301 | Springfield Pigsig 1 | Sphere Detector
1003 | 443-PS | SPR-ZS-302 | 006106 | 443-ZS-302 | Springfield Pigsig 2 | Sphere Detector
1003 | 443-PS | SPR-ZS-303 | 006107 | 443-ZS-303 | Springfield Pigsig 3 | Sphere Detector
1003 | 443-PS | SPR-ZS-304 | 006108 | 443-ZS-304 | Springfield Pigsig 4 | Sphere Detector
1004 | 446-PS | LEB-1901 | 006109 | 446-1901 | Block Valve | Valve
1004 | 446-PS | LEB-1902 | 006110 | 446-1902 | Lebanon Station Block Valve | Valve
1004 | 446-PS | LEB-1904 | 006111 | 446-1904 | Lebanon Station Mainline Suction Valve | Valve
1004 | 446-PS | LEB-1905 | 006112 | 446-1905 | Lebanon Station Mainline Discharge Valve | Valve
1004 | 446-PS | LEB-1906 | 006113 | 446-1906 | Lebanon Station Alternate Suction Valve | Valve
1004 | 446-PS | LEB-1907 | 006114 | 446-1907 | Lebanon Station Alternate Discharge Valve | Valve
1004 | 446-PS | LEB-1910 | 006115 | 446-1910 | Lebanon Unit #1 Suction Valve | Valve
1004 | 446-PS | LEB-1911 | 006116 | 446-1911 | Lebanon Unit #1 Discharge Valve | Valve
1004 | 446-PS | LEB-1930 | 006117 | 446-1930 | Lebanon Unit #3 Suction Valve | Valve
1004 | 446-PS | LEB-1931 | 006118 | 446-1931 | Lebanon Unit #3 Discharge Valve | Valve
1004 | 446-PS | LEB-AC-1 | 006119 | 446-AC-1 | Lebanon Station Control Room Air Conditioning | HVAC
1004 | 446-PS | LEB-AC-2 | 006120 | 446-AC-2 | Lebanon Station Shop Air Conditioning/Heater | HVAC
1004 | 446-PS | LEB-BP1 | 006121 | 446-BP1 | Check Valve | Valve
1004 | 446-PS | LEB-BP2 | 006122 | 446-BP2 | Check Valve | Valve
1004 | 446-PS | LEB-C1 | 006123 | 446-C1 | Check Valve | Valve
1004 | 446-PS | LEB-C2 | 006124 | 446-C2 | Check Valve | Valve
1004 | 446-PS | LEB-C3 | 006125 | 446-C3 | Check Valve | Valve
1004 | 446-PS | LEB-CV | 006126 | 446-CV | Control Valve | Valve
1004 | 446-PS | LEB-DRA | 006127 | 446-DRA | DRA Injection System | DRA Injection System
1004 | 446-PS | LEB-Generic | 006128 | 446-Generic | Generic Equipment | Generic
1004 | 446-PS | LEB-HP-101 | 006129 | 446-HP-101 | Hydraulic Pump | Pump | Variable Volume
1004 | 446-PS | LEB-HP-102 | 006130 | 446-HP-102 | Hydraulic Pump | Pump | Variable Volume
1004 | 446-PS | LEB-LSH-501 | 006131 | 446-LSH-501 | Station Transmix Tank Level Switch High | Switch | Level
1004 | 446-PS | LEB-LSH-504 | 006132 | 446-LSH-504 | Lebanon Transmix Tank Level High High | Switch | Level
1004 | 446-PS | LEB-LSH-510 | 006133 | 446-LSH-510 | Lebanon Unit #1 Seal Fail Float Switch | Switch | Level
1004 | 446-PS | LEB-LSH-530 | 006134 | 446-LSH-530 | Lebanon Unit #3 Seal Fail Float Switch | Switch | Level
1004 | 446-PS | LEB-LSHH-502 | 006135 | 446-LSHH-502 | Lebanon Sump Level High High Switch | Switch | Level
1004 | 446-PS | LEB-LSL-501 | 006136 | 446-LSL-501 | Lebanon Transmix Tank Low Level Switch | Switch | Level
1004 | 446-PS | LEB-LT-501 | 006137 | 446-LT-501 | Lebanon Station Transmix Tank Level Transmitter | Transmitter | Level
1004 | 446-PS | LEB-LT-503 | 006138 | 446-LT-502 | Station Sump Tank Level Transmitter | Transmitter | Level
1004 | 446-PS | LEB-M52 | 006139 | 446-M52 | Lebanon Station Main Breaker | Breaker | Medium Voltage
1004 | 446-PS | LEB-P1 | 006140 | 446-P1 | Check Valve | Valve
1004 | 446-PS | LEB-P3 | 006141 | 446-P3 | Check Valve | Valve
1004 | 446-PS | LEB-PIC-601 | 006142 | 446-PIC-601 | Station Suction pressure controller | Process Controller | PID
1004 | 446-PS | LEB-PIC-607 | 006143 | 446-PIC-607 | Staion discharge pressure controller | Process Controller | PID
1004 | 446-PS | LEB-PR-601 | 006144 | 446-PR-601 | Station Suction pressure Recorder | Chart Recorder
1004 | 446-PS | LEB-PR-605 | 006145 | 446-PR-605 | Station case Pressure Recorder | Chart Recorder
1004 | 446-PS | LEB-PR-607 | 006146 | 446-PR-607 | Station discharge pressure recorder | Chart Recorder
1004 | 446-PS | LEB-PSH-601A | 006147 | 446-PSH-601A | Station Block Pressure switch | Switch | Pressure
1004 | 446-PS | LEB-PSH-602 | 006148 | 446-PSH-602 | Transfer Pump discharge pressure High | Switch | Pressure
1004 | 446-PS | LEB-PSH-607 | 006149 | 446-PSH-607 | High Discharge Pressure Switch | Switch | Pressure
1004 | 446-PS | LEB-PSH-614 | 006150 | 446-PSH-614 | Unit #1 Discharge pressure switch | Switch | Pressure
1004 | 446-PS | LEB-PSH-634 | 006151 | 446-PSH-634 | Pump Unit 3 Case Pressure Switch High | Switch | Pressure
1004 | 446-PS | LEB-PSHH-607 | 006152 | 446-PSHH-607 | High High Pressure Switch | Switch | Pressure
1004 | 446-PS | LEB-PSL-601 | 006153 | 446-PSL-601 | Suction Pressure Switch | Switch | Pressure
1004 | 446-PS | LEB-PSL-608 | 006154 | 446-PSL-608 | All units start | Switch | Pressure
1004 | 446-PS | LEB-PSL-609 | 006155 | 446-PSL-609 | Hydraulic one unit start | Switch | Pressure
1004 | 446-PS | LEB-PSL-613 | 006156 | 446-PSL-613 | Unit #1 Suction pressure switch | Switch | Pressure
1004 | 446-PS | LEB-PSL-633 | 006157 | 446-PSL-633 | Pump Unit 3 Suction Pressure Switch Low | Switch | Pressure
1004 | 446-PS | LEB-PSLL-610 | 006158 | 446-PSLL-610 | Excessively low hydralic Pressure | Switch | Pressure
1004 | 446-PS | LEB-PT-601 | 006159 | 446-PT-601 | Station Suction pressure transmitter | Transmitter | Pressure
1004 | 446-PS | LEB-PT-605 | 006160 | 446-PT-605 | Station Case Pressure Transmitter | Transmitter | Pressure
1004 | 446-PS | LEB-PT-607 | 006161 | 446-PT-607 | Staion discharge pressure transmitter | Transmitter | Pressure
1004 | 446-PS | LEB-PU1-Pump | 006162 | 446PU-1 | Pump Unit #1 | Pump | Horizontal-Centrifugal
1004 | 446-PS | LEB-PU3-Pump | 006163 | 446-PU-3 | Pump Unit #3 | Pump | Horizontal-Centrifugal
1004 | 446-PS | LEB-SD1 | 006164 | 446-SD1 | Check Valve | Valve
1004 | 446-PS | LEB-SP-101 Pump | 006165 | 446-SP-101 | Sump Pump | Pump | Vertical Can-Sump
1004 | 446-PS | LEB-STR-101 | 006166 | 446-STR-101 | Station Strainer | Strainer
1004 | 446-PS | LEB-TP-101 | 006167 | 446-TP-101 | Transfer Pump | Pump | Positive Displacement
1004 | 446-PS | LEB-TR-101 | 006168 | 446-TR-101 | Station Mainline Unit Loop Thermal Relief | Thermal Relief
1004 | 446-PS | LEB-TR-102 | 006169 | 446-TR-102 | Station Discharge Thermal Relief | Thermal Relief
1004 | 446-PS | LEB-TR-103 | 006170 | 446-TR-103 | Station Transfer Pump Thermal Relief | Thermal Relief
1004 | 446-PS | LEB-TR-104 | 006171 | 446-TR-104 | Pump Unit 1 Thermal Relief | Thermal Relief
1004 | 446-PS | LEB-TR-105 | 006172 | 446-TR-105 | Pump Unit 2 Thermal Relief | Thermal Relief
1004 | 446-PS | LEB-TR-106 | 006173 | 446-TR-106 | Pump Unit 3 Thermal Relief | Thermal Relief
1004 | 446-PS | LEB-U1 | 006174 | 446-U1 | fill valve | Valve
1004 | 446-PS | LEB-U11 | 006175 | 446-U11 | fill valve | Valve
1004 | 446-PS | LEB-U12 | 006176 | 446-U12 | Drain valve | Valve
1004 | 446-PS | LEB-U13 | 006177 | 446-U13 | Drain valve | Valve
1004 | 446-PS | LEB-U14 | 006178 | 446-U14 | Drain valve | Valve
1004 | 446-PS | LEB-U15 | 006179 | 446-U15 | Drain valve | Valve
1004 | 446-PS | LEB-U16 | 006180 | 446-U16 | Drain valve | Valve
1004 | 446-PS | LEB-U17 | 006181 | 446-U17 | Drain valve | Valve
1004 | 446-PS | LEB-U2 | 006182 | 446-U2 | Drain valve | Valve
1004 | 446-PS | LEB-U3 | 006183 | 446-U3 | Drain valve | Valve
1004 | 446-PS | LEB-U4 | 006184 | 446-U4 | Drain valve | Valve
1004 | 446-PS | LEB-U5 | 006185 | 446-U5 | fill valve | Valve
1004 | 446-PS | LEB-U6 | 006186 | 446-U6 | Drain valve | Valve
1004 | 446-PS | LEB-U7 | 006187 | 446-U7 | Drain valve | Valve
1004 | 446-PS | LEB-VT-1 | 006188 | 446-VT-101 | PU-1 Vibration Transmitter | Transmitter | Vibration
1004 | 446-PS | LEB-VT-103 | 006189 | 446-VT-103 | Pump Unit 3 Vibration Transmitter | Transmitter | Vibration
1004 | 446-PS | LEB-ZS-301 | 006190 | 446-ZS-301 | Pig Sig 1 | Sphere Detector
1004 | 446-PS | LEB-ZS-302 | 006191 | 446-ZS-302 | Pig Sig 2 | Sphere Detector
1004 | 446-PS | LEB-ZS-303 | 006192 | 446-ZS-303 | Pig Sig 3 | Sphere Detector
1004 | 446-PS | LEB-ZS-304 | 006193 | 446-ZS-304 | Pig Sig 4 | Sphere Detector
1004 | 448-PS | ROL-142 | 006194 | 448-152 | Rolla Unit 1 Bypass Breaker | Breaker | Medium Voltage
1004 | 448-PS | ROL-202 | 006195 | 448-202 | Station Block Valve | Valve | Ball
1004 | 448-PS | ROL-203 | 006196 | 448-203 | Transmix Tank to Transfer Pump | Valve | Ball
1004 | 448-PS | ROL-204 | 006197 | 448-204 | Primary Suction Valve | Valve | Ball
1004 | 448-PS | ROL-205 | 006198 | 448-205 | Primary Discharge Valve | Valve | Ball
1004 | 448-PS | ROL-206 | 006199 | 448-206 | Alternate Suction Valve | Valve | Ball
1004 | 448-PS | ROL-207 | 006200 | 448-207 | Alternate Discharge Valve | Valve | Ball
1004 | 448-PS | ROL-209 | 006201 | 448-209 | Transfer Pump to Station Header | Valve | Ball
1004 | 448-PS | ROL-210 | 006202 | 448-210 | Suction - Pump #1 | Valve | Ball
1004 | 448-PS | ROL-211 | 006203 | 448-211 | Discharge - Pump #1 | Valve | Ball
1004 | 448-PS | ROL-220 | 006204 | 448-220 | Suction - Pump #2 | Valve | Ball
1004 | 448-PS | ROL-221 | 006205 | 448-221 | Discharge - Pump #2 | Valve | Ball
1004 | 448-PS | ROL-242 | 006206 | 448-242 | Rolla Unit 2 Bypass Breaker | Breaker | Medium Voltage
1004 | 448-PS | ROL-AC-1 | 006207 | 448-AC-1 | Rolla Control Room Air Conditioner/Heater | HVAC
1004 | 448-PS | ROL-AC-2 | 006208 | 448-AC-2 | Rolla Electrical Room Air Conditioner/Heater | HVAC
1004 | 448-PS | ROL-AE921 | 006209 | 448-AE921 | Rolla Vapor Monitor #1 | Transmitter | Hazardous Atmosphere
1004 | 448-PS | ROL-AE922 | 006210 | 448-AE922 | Rolla Vapor Monitor #2 | Transmitter | Hazardous Atmosphere
1004 | 448-PS | ROL-AE923 | 006211 | 448-AE923 | Rolla Vapor Monitor #3 | Transmitter | Hazardous Atmosphere
1004 | 448-PS | ROL-AE924 | 006212 | 448-AE924 | Rolla Vapor Monitor #4 | Transmitter | Hazardous Atmosphere
1004 | 448-PS | ROL-B01 | 006213 | 448-B01 | Main Line Station Inlet | Valve | Gate
1004 | 448-PS | ROL-B02 | 006214 | 448-B02 | Main Line Drain Valve | Valve | Ball
1004 | 448-PS | ROL-B03 | 006215 | 448-B03 | Isolation to Future Densitometer | Valve | Ball
1004 | 448-PS | ROL-B04 | 006216 | 448-B04 | Isolation for Station Fill Line | Valve | Ball
1004 | 448-PS | ROL-B05 | 006217 | 448-B05 | Manifold Drain Valve | Valve | Ball
1004 | 448-PS | ROL-B06 | 006218 | 448-B06 | Strainer STR-101 Drain Valve | Valve | Ball
1004 | 448-PS | ROL-B07 | 006219 | 448-B07 | Pump #1 Piping Fill Valve | Valve | Ball
1004 | 448-PS | ROL-B08 | 006220 | 448-B08 | Pump #1 Piping Drain Valve | Valve | Ball
1004 | 448-PS | ROL-B09 | 006221 | 448-B09 | Pump #1 Seal Drain Valve | Valve | Ball
1004 | 448-PS | ROL-B10 | 006222 | 448-B10 | Pump #1 Piping Drain Valve | Valve | Ball
1004 | 448-PS | ROL-B12 | 006223 | 448-B12 | Pump #2 Piping Fill Valve | Valve | Ball
1004 | 448-PS | ROL-B13 | 006224 | 448-B13 | Pump #2 Piping Drain Valve | Valve | Ball
1004 | 448-PS | ROL-B14 | 006225 | 448-B14 | Pump #2 Seal Drain Valve | Valve | Ball
1004 | 448-PS | ROL-B15 | 006226 | 448-B15 | Pump #2 Piping Drain Valve | Valve | Ball
1004 | 448-PS | ROL-B17 | 006227 | 448-B17 | Manifold Drain Valve | Valve | Ball
1004 | 448-PS | ROL-B19 | 006228 | 448-B19 | Manifold Drain Valve | Valve | Ball
1004 | 448-PS | ROL-B21 | 006229 | 448-B21 | Main Line Drain Valve | Valve | Ball
1004 | 448-PS | ROL-B23 | 006230 | 448-B23 | Isolation Valve for PCV-640 | Valve | Ball
1004 | 448-PS | ROL-B24 | 006231 | 448-B24 | Isolation Valve for PCV-640 | Valve | Ball
1004 | 448-PS | ROL-B26 | 006232 | 448-B26 | Main Line Drain Valve | Valve | Ball
1004 | 448-PS | ROL-B27 | 006233 | 448-B27 | Main Line Station Outlet | Valve | Gate
1004 | 448-PS | ROL-B32 | 006234 | 448-B32 | Sump Tank Drain Inlet Valve | Valve | Ball
1004 | 448-PS | ROL-B33 | 006235 | 448-B33 | Sump Pump Discharge Isolation Valve | Valve | Ball
1004 | 448-PS | ROL-B35 | 006236 | 448-B35 | Truck Loading Isolation Valve | Valve | Ball
1004 | 448-PS | ROL-B36 | 006237 | 448-B36 | Transmix Tank By-Pass Valve | Valve | Ball
1004 | 448-PS | ROL-B37 | 006238 | 448-B37 | Transmix Tank Inlet Valve | Valve | Ball
1004 | 448-PS | ROL-B38 | 006239 | 448-B38 | Transmix Tank Water Draw | Valve | Ball
1004 | 448-PS | ROL-B39 | 006240 | 448-B39 | Transfer Pump Suction Isolation Valve | Valve | Ball
1004 | 448-PS | ROL-B40 | 006241 | 448-B40 | Transfer Pump Discharge Isolation Valve | Valve | Ball
1004 | 448-PS | ROL-B42 | 006242 | 448-B42 | Isolation Valve for FSH-402 | Valve | Ball
1004 | 448-PS | ROL-B43 | 006243 | 448-B43 | FSH-402 By-Pass Valve | Valve | Ball
1004 | 448-PS | ROL-B44 | 006244 | 448-B44 | Isolation Valve for FSH-402 | Valve | Ball
1004 | 448-PS | ROL-B46 | 006245 | 448-B46 | Transmix Tank Containment Area Drain Valve | Valve | Gate
1004 | 448-PS | ROL-B47 | 006246 | 448-B47 | Transmix Tank Containment Area Drain Valve | Valve | Gate
1004 | 448-PS | ROL-B48 | 006247 | 448-B48 | Transmix Tank Future Return Connection | Valve | Ball
1004 | 448-PS | ROL-BS | 006248 | 448-BS | Rolla 24 VDC Battery System/Charger | Battery Charger | 24VDC
1004 | 448-PS | ROL-C11 | 006249 | 448-C11 | Main Line Pump #1 Piping Check Valve | Valve | Swing Check
1004 | 448-PS | ROL-C16 | 006250 | 448-C16 | Main Line Pump #2 Piping Check Valve | Valve | Swing Check
1004 | 448-PS | ROL-C18 | 006251 | 448-C18 | Manifold Piping Check Valve | Valve | Swing Check
1004 | 448-PS | ROL-C20 | 006252 | 448-C20 | Main Line Piping Check Valve | Valve | Swing Check
1004 | 448-PS | ROL-C22 | 006253 | 448-C22 | Manifold Piping Check Valve | Valve | Swing Check
1004 | 448-PS | ROL-C25 | 006254 | 448-C25 | Main Line Piping Check Valve | Valve | Swing Check
1004 | 448-PS | ROL-C28 | 006255 | 448-C28 | Seal Drain Backflow Prevention | Valve | Swing Check
1004 | 448-PS | ROL-C29 | 006256 | 448-C29 | Sample Drain Backflow Prevention | Valve | Swing Check
1004 | 448-PS | ROL-C30 | 006257 | 448-C30 | Sample Drain Backflow Prevention | Valve | Swing Check
1004 | 448-PS | ROL-C31 | 006258 | 448-C31 | Transmix Return @ Main Line Check Valve | Valve | Swing Check
1004 | 448-PS | ROL-C34 | 006259 | 448-C34 | Sump Pump Discharge Check Valve | Valve | Swing Check
1004 | 448-PS | ROL-C41 | 006260 | 448-C41 | Transfer Pump Discharge Check Valve | Valve | Swing Check
1004 | 448-PS | ROL-C45 | 006261 | 448-C45 | Sample Drain Backflow Prevention | Valve | Swing Check
1004 | 448-PS | ROL-DRA | 006262 | 448-DRA | DRA Injection System | DRA Injection System
1004 | 448-PS | ROL-FSH-402 | 006263 | 448-FSH-402 | Rolla Transmix Injection Line Flow Switch | Switch | Flow
1004 | 448-PS | ROL-GENSET | 006264 | 448-GENSET | Rolla Back-Up Generator | Generator
1004 | 448-PS | ROL-LIT-502 | 006265 | 448-LIT-502 | Rolla Sump Level Indicating Transmitter | Transmitter | Level
1004 | 448-PS | ROL-LSHH-501 | 006266 | 448-LSHH-501 | Rolla Sump Tank Level HI HI Switch | Switch | Level
1004 | 448-PS | ROL-LSHH-503 | 006267 | 448-LSHH-504 | Rolla Transmix Tank Level Hi Hi | Switch | Level
1004 | 448-PS | ROL-LT-504 | 006268 | 448-LT-504 | Rolla Transmix Tank Level Transmitter | Transmitter | Level
1004 | 448-PS | ROL-M52 | 006269 | 448-M52 | Rolla Station 4160V Main Breaker | Breaker | Medium Voltage
1004 | 448-PS | ROL-MCC-201 | 006270 | 448-MCC-201 | Rolla Motor Control Center | Motor Control Center
1004 | 448-PS | ROL-PCV640 | 006271 | 448-PCV640 | Pressure Control Valve Model V260 | Valve | Ball
1004 | 448-PS | ROL-PFCC-1 | 006272 | 448-PFCC-1 | Rolla Power Factor Correction Capacitor Bank 1 | Capacitor Bank | Power Factor Correction
1004 | 448-PS | ROL-PFCC-2 | 006273 | 448-PFCC-2 | Rolla Power Factor Correction Capacitor Bank 2 | Capacitor Bank | Power Factor Correction
1004 | 448-PS | ROL-PIT-601 | 006274 | 448-PIT-601 | Rolla Station Suction Indicating Transmitter | Transmitter | Pressure
1004 | 448-PS | ROL-PIT-602 | 006275 | 448-PIT-602 | Rolla Units Suction Indicating Transmitter | Transmitter | Pressure
1004 | 448-PS | ROL-PIT-603 | 006276 | 448-PIT-603 | Rolla Station Discharge Indicating Transmitter | Transmitter | Pressure
1004 | 448-PS | ROL-PIT-604 | 006277 | 448-PIT-604 | Rolla Station Case Indicating Transmitter | Transmitter | Pressure
1004 | 448-PS | ROL-PIT-607 | 006278 | 448-PIT-607 | Rolla Sump Discharge Indicating Transmitter | Transmitter | Pressure
1004 | 448-PS | ROL-PIT-608 | 006279 | 448-PIT-608 | Rolla Transfer Pump Discharge Indicating Transmitter | Transmitter | Pressure
1004 | 448-PS | ROL-PIT-611 | 006280 | 448-PIT-611 | Rolla Unit #1 Discharge Indicating Transmitter | Transmitter | Pressure
1004 | 448-PS | ROL-PIT-621 | 006281 | 448-PIT-621 | Rolla Unit #2 Discharge Indicating Transmitter | Transmitter | Pressure
1004 | 448-PS | ROL-PSV-641 | 006282 | 448-PSV-641 | Rolla Transfer Pump Thermal Relief | Thermal Relief
1004 | 448-PS | ROL-PSV-643 | 006283 | 448-PSV-643 | Rolla Mainline Unit Loop Thermal Relief | Thermal Relief
1004 | 448-PS | ROL-PT-601A | 006284 | 448-PT-601A | Rolla Station Suction Transmitter | Transmitter | Pressure
1004 | 448-PS | ROL-PT-603A | 006285 | 448-PT-603A | Rolla Station Discharge Transmitter | Transmitter | Pressure
1004 | 448-PS | ROL-PU1-Pump | 006286 | 448-PU1 | Rolla Mainline Pump Unit 1 | Pump | Horizontal-Centrifugal
1004 | 448-PS | ROL-PU2-Pump | 006287 | 448-PU2 | Rolla Mainline Pump Unit 2 | Pump | Horizontal-Centrifugal
1004 | 448-PS | ROL-PV603 | 006288 | 448-PV603 | Rolla Control Valve Model 2760 | Valve | Ball
1004 | 448-PS | ROL-SP-101 | 006289 | 448-SP-101 | Sump Pump | Pump | Vertical Can-Sump
1004 | 448-PS | ROL-ST-101 | 006290 | 448-ST-101 | Rolla Sump Tank | Tank | Sump
1004 | 448-PS | ROL-STR-101 | 006291 | 448-STR-101 | Rolla Strainer | Strainer
1004 | 448-PS | ROL-SV104 | 006292 | 448-SV104 | Rolla Alternate Discharge Equalization Line Solenoid Valve | Valve | Solenoid
1004 | 448-PS | ROL-SV107 | 006293 | 448-SV107 | Rolla Primary Suction Equalization Line Solenoid Valve | Valve | Solenoid
1004 | 448-PS | ROL-T52 | 006294 | 448-T52 | Rolla 480V Transformer Breaker | Breaker | Medium Voltage
1004 | 448-PS | ROL-TP-101 | 006295 | 448-TP-101 | Transfer Pump | Pump | Positive Displacement
1004 | 448-PS | ROL-TR-1 | 006296 | 448-TR-1 | Rolla Unit #1 Thermal Relief | Thermal Relief
1004 | 448-PS | ROL-TR-101 | 006297 | 448-TR-101 | Rolla 4160V/480V Pad Mount Transformer | Transformer
1004 | 448-PS | ROL-TR-2 | 006298 | 448-TR-2 | Rolla Unit #2 Thermal Relief | Thermal Relief
1004 | 448-PS | ROL-TT-701 | 006299 | 448-TT-701 | Rolla Station Inlet Product Temperature | Transmitter | Temperature
1004 | 448-PS | ROL-TT-702 | 006300 | 448-TT-702 | Rolla Station Outlet Product Temperature | Transmitter | Temperature
1004 | 448-PS | ROL-TT-704 | 006301 | 448-TT-704 | Rolla Ground Temperature | Transmitter | Temperature
1004 | 448-PS | ROL-TT-707 | 006302 | 448-TT-707 | Rolla Electrical Room Temperature | Transmitter | Temperature
1004 | 448-PS | ROL-V142 | 006303 | 448-V152 | Rolla Unit 1 VFD Breaker | Breaker | Medium Voltage
1004 | 448-PS | ROL-V242 | 006304 | 448-V242 | Rolla Unit 2 VFD Breaker | Breaker | Medium Voltage
1004 | 448-PS | ROL-V52 | 006305 | 448-V52 | Rolla VFD Feeder Breaker | Breaker | Medium Voltage
1004 | 448-PS | ROL-VFD-100 | 006306 | 448-VFD-100 | Rolla Robicon Variable Frequency Drive | Variable Frequency Drive
1004 | 448-PS | ROL-VFD-CT | 006307 | 448-VFD-CT | Rolla Robicon Variable Frequency Drive Cooling Tower | Variable Frequency Drive
1004 | 448-PS | ROL-VT-810 | 006308 | 448-VT-810 | Rolla Unit #1 Outboard Vibration Transmitter | Transmitter | Vibration
1004 | 448-PS | ROL-VT-813 | 006309 | 448-VT-813 | Rolla Unit #1 Inboard Vibration Transmitter | Transmitter | Vibration
1004 | 448-PS | ROL-VT-820 | 006310 | 448-VT-820 | Rolla Unit #2 Outboard Vibration Transmitter | Transmitter | Vibration
1004 | 448-PS | ROL-VT-823 | 006311 | 448-VT-823 | Rolla Unit #2 Inboard Vibration Transmitter | Transmitter | Vibration
1004 | 448-PS | ROL-ZS-301 | 006312 | 448-ZS-301 | Rolla Pigsig 1 | Sphere Detector
1004 | 448-PS | ROL-ZS-302 | 006313 | 448-ZS-302 | Rolla Pigsig 2 | Sphere Detector
1004 | 448-PS | ROL-ZS-303 | 006314 | 448-ZS-303 | Rolla Pigsig 3 | Sphere Detector
1004 | 448-PS | ROL-ZS-304 | 006315 | 448-ZS-304 | Rolla Pigsig 4 | Sphere Detector
1004 | 450-PS | GER-2101 | 006316 | 450-2101 | Block Valve | Valve
1004 | 450-PS | GER-2104 | 006317 | 450-2104 | Station Valve | Valve
1004 | 450-PS | GER-2105 | 006318 | 450-2105 | Station Valve | Valve
1004 | 450-PS | GER-2106 | 006319 | 450-2106 | Station Valve | Valve
1004 | 450-PS | GER-2107 | 006320 | 450-2107 | Station Valve | Valve
1004 | 450-PS | GER-2110 | 006321 | 450-2110 | Unit Valve | Valve
1004 | 450-PS | GER-2111 | 006322 | 450-2111 | Unit Valve | Valve
1004 | 450-PS | GER-2120 | 006323 | 450-2120 | Unit Valve | Valve
1004 | 450-PS | GER-2121 | 006324 | 450-2121 | Unit Valve | Valve
1004 | 450-PS | GER-2130 | 006325 | 450-2130 | Unit Valve | Valve
1004 | 450-PS | GER-2131 | 006326 | 450-2131 | Unit Valve | Valve
1004 | 450-PS | GER-BP1 | 006327 | 450-BP1 | Check Valve | Valve
1004 | 450-PS | GER-BP2 | 006328 | 450-BP2 | Check Valve | Valve
1004 | 450-PS | GER-C1 | 006329 | 450-C1 | Check Valve | Valve
1004 | 450-PS | GER-C2 | 006330 | 450-C2 | Check Valve | Valve
1004 | 450-PS | GER-C3 | 006331 | 450-C3 | Check Valve | Valve
1004 | 450-PS | GER-CV | 006332 | 450-CV | Control Valve | Valve
1004 | 450-PS | GER-DRA | 006333 | 450-DRA | DRA Injection System | DRA Injection System
1004 | 450-PS | GER-Generic | 006334 | 450-Generic | Generic Equipment | Generic
1004 | 450-PS | GER-HP-101 | 006335 | 450-HP-101 | Hydraulic Pump | Pump | Variable Volume
1004 | 450-PS | GER-HP-102 | 006336 | 450-HP-102 | Hydraulic Pump | Pump | Variable Volume
1004 | 450-PS | GER-LS-1 | 006337 | 450-LS-1 | Seal Fail | Switch | Level
1004 | 450-PS | GER-LSH-501 | 006338 | 450-LSH-501 | Station Transmix Tank Level Switch High | Switch | Level
1004 | 450-PS | GER-LSH-530 | 006339 | 450-LSH-530 | Pump Unit 3 Seal Pot Level Switch High | Switch | Level
1004 | 450-PS | GER-LSHH-502 | 006340 | 450-LSHH-502 | Station Sump Tank Level Switch High high | Switch | Level
1004 | 450-PS | GER-LT-501 | 006341 | 450-LT-501 | Station Transmix Tank Level Transmitter | Transmitter | Level
1004 | 450-PS | GER-LT-503 | 006342 | 450-LT-502 | Station Sump Tank Level Transmitter | Switch | Level
1004 | 450-PS | GER-P1 | 006343 | 450-P1 | Check Valve | Valve
1004 | 450-PS | GER-P2 | 006344 | 450-P2 | Check Valve | Valve
1004 | 450-PS | GER-P3 | 006345 | 450-P3 | Check Valve | Valve
1004 | 450-PS | GER-PIC-601 | 006346 | 450-PIC-601 | Station Suction pressure controller | Process Controller | PID
1004 | 450-PS | GER-PIC-607 | 006347 | 450-PIC-607 | Staion discharge pressure controller | Process Controller | PID
1004 | 450-PS | GER-PR-601 | 006348 | 450-PR-601 | Station Suction pressure Recorder | Chart Recorder
1004 | 450-PS | GER-PR-605 | 006349 | 450-PR-605 | Station case Pressure Recorder | Chart Recorder
1004 | 450-PS | GER-PR-607 | 006350 | 450-PR-607 | Station discharge pressure recorder | Chart Recorder
1004 | 450-PS | GER-PSH-601A | 006351 | 450-PSH-601A | Station Block Pressure switch | Switch | Pressure
1004 | 450-PS | GER-PSH-602 | 006352 | 450-PSH-602 | Transfer Pump discharge pressure High | Switch | Pressure
1004 | 450-PS | GER-PSH-607 | 006353 | 450-PSH-607 | High Discharge Pressure Switch | Switch | Pressure
1004 | 450-PS | GER-PSH-614 | 006354 | 450-PSH-614 | Unit #1 Discharge pressure switch | Switch | Pressure
1004 | 450-PS | GER-PSH-634 | 006355 | 450-PSH-634 | Pump Unit 3 Case Pressure Switch High | Switch | Pressure
1004 | 450-PS | GER-PSHH-607 | 006356 | 450-PSHH-607 | High High Pressure Switch | Switch | Pressure
1004 | 450-PS | GER-PSL-601 | 006357 | 450-PSL-601 | Suction Pressure Switch | Switch | Pressure
1004 | 450-PS | GER-PSL-608 | 006358 | 450-PSL-608 | All units start | Switch | Pressure
1004 | 450-PS | GER-PSL-609 | 006359 | 450-PSL-609 | Hydraulic one unit start | Switch | Pressure
1004 | 450-PS | GER-PSL-613 | 006360 | 450-PSL-613 | Unit #1 Suction pressure switch | Switch | Pressure
1004 | 450-PS | GER-PSL-633 | 006361 | 450-PSL-633 | Pump Unit 3 Suction Pressure Switch Low | Switch | Pressure
1004 | 450-PS | GER-PSLL-610 | 006362 | 450-PSLL-610 | Excessively low hydralic Pressure | Switch | Pressure
1004 | 450-PS | GER-PT-601 | 006363 | 450-PT-601 | Station Suction pressure transmitter | Transmitter | Pressure
1004 | 450-PS | GER-PT-605 | 006364 | 450-PT-605 | Station Case Pressure Transmitter | Transmitter | Pressure
1004 | 450-PS | GER-PT-607 | 006365 | 450-PT-607 | Staion discharge pressure transmitter | Transmitter | Pressure
1004 | 450-PS | GER-PU1-Pump | 006366 | 450-PU-1 | Unit #1 | Pump | Horizontal-Centrifugal
1004 | 450-PS | GER-PU3-Pump | 006367 | 450-PU-3 | Unit #3 | Pump | Horizontal-Centrifugal
1004 | 450-PS | GER-SD1 | 006368 | 450-SD1 | Check Valve | Valve
1004 | 450-PS | GER-SP-101 Pump | 006369 | 450-SP-101 | Sump Pump | Pump | Vertical Can-Sump
1004 | 450-PS | GER-STR-101 | 006370 | 450-STR-101 | Station Strainer | Strainer
1004 | 450-PS | GER-TP-101 | 006371 | 450-TP-101 | Transfer Pump | Pump | Positive Displacement
1004 | 450-PS | GER-TR-101 | 006372 | 450-TR-101 | Station Mainline Unit Loop Thermal Relief | Thermal Relief
1004 | 450-PS | GER-TR-102 | 006373 | 450-TR-102 | Station Discharge Thermal Relief | Thermal Relief
1004 | 450-PS | GER-TR-103 | 006374 | 450-TR-103 | Station Transfer Pump Thermal Relief | Thermal Relief
1004 | 450-PS | GER-TR-104 | 006375 | 450-TR-104 | Pump Unit 1 Thermal Relief | Thermal Relief
1004 | 450-PS | GER-TR-105 | 006376 | 450-TR-105 | Pump Unit 2 Thermal Relief | Thermal Relief
1004 | 450-PS | GER-TR-106 | 006377 | 450-TR-106 | Pump Unit 3 Thermal Relief | Thermal Relief
1004 | 450-PS | GER-U1 | 006378 | 450-U1 | fill valve | Valve
1004 | 450-PS | GER-U10 | 006379 | 450-U10 | Drain valve | Valve
1004 | 450-PS | GER-U11 | 006380 | 450-U11 | fill valve | Valve
1004 | 450-PS | GER-U12 | 006381 | 450-U12 | Drain valve | Valve
1004 | 450-PS | GER-U13 | 006382 | 450-U13 | Drain valve | Valve
1004 | 450-PS | GER-U14 | 006383 | 450-U14 | Drain valve | Valve
1004 | 450-PS | GER-U15 | 006384 | 450-U15 | Drain valve | Valve
1004 | 450-PS | GER-U16 | 006385 | 450-U16 | Drain valve | Valve
1004 | 450-PS | GER-U17 | 006386 | 450-U17 | Drain valve | Valve
1004 | 450-PS | GER-U2 | 006387 | 450-U2 | Drain valve | Valve
1004 | 450-PS | GER-U3 | 006388 | 450-U3 | Drain valve | Valve
1004 | 450-PS | GER-U4 | 006389 | 450-U4 | Drain valve | Valve
1004 | 450-PS | GER-U5 | 006390 | 450-U5 | fill valve | Valve
1004 | 450-PS | GER-U6 | 006391 | 450-U6 | Drain valve | Valve
1004 | 450-PS | GER-U7 | 006392 | 450-U7 | Drain valve | Valve
1004 | 450-PS | GER-U8 | 006393 | 450-U8 | fill valve | Valve
1004 | 450-PS | GER-U9 | 006394 | 450-U9 | Drain valve | Valve
1004 | 450-PS | GER-VT-101 | 006395 | 450-VT-101 | PU-1 Vibration Transmitter | Transmitter | Vibration
1004 | 450-PS | GER-VT-103 | 006396 | 450-VT-103 | Pump Unit 3 Vibration Transmitter | Transmitter | Vibration
1004 | 450-PS | GER-ZS-301 | 006397 | 450-ZS-301 | Pig Sig 1 | Sphere Detector
1004 | 450-PS | GER-ZS-302 | 006398 | 450-ZS-302 | Pig Sig 2 | Sphere Detector
1004 | 450-PS | GER-ZS-303 | 006399 | 450-ZS-303 | Pig Sig 3 | Sphere Detector
1004 | 450-PS | GER-ZS-304 | 006400 | 450-ZS-304 | Pig Sig 4 | Sphere Detector
1004 | 452-PS | WEL-142 | 006401 | 452-152 | Weldon Springs Unit 1 Bypass Breaker | Breaker | Medium Voltage
1004 | 452-PS | WEL-202 | 006402 | 452-202 | Station Block Valve | Valve | Ball
1004 | 452-PS | WEL-203 | 006403 | 452-203 | Transmix Tank to Transfer Pump | Valve | Ball
1004 | 452-PS | WEL-204 | 006404 | 452-204 | Primary Suction Valve | Valve | Ball
1004 | 452-PS | WEL-205 | 006405 | 452-205 | Primary Discharge Valve | Valve | Ball
1004 | 452-PS | WEL-206 | 006406 | 452-206 | Alternate Suction Valve | Valve | Ball
1004 | 452-PS | WEL-207 | 006407 | 452-207 | Alternate Discharge Valve | Valve | Ball
1004 | 452-PS | WEL-209 | 006408 | 452-209 | Transfer Pump to Station Header | Valve | Ball
1004 | 452-PS | WEL-210 | 006409 | 452-210 | Suction - Pump #1 | Valve | Ball
1004 | 452-PS | WEL-211 | 006410 | 452-211 | Discharge - Pump #1 | Valve | Ball
1004 | 452-PS | WEL-220 | 006411 | 452-220 | Suction - Pump #2 | Valve | Ball
1004 | 452-PS | WEL-221 | 006412 | 452-221 | Discharge - Pump #2 | Valve | Ball
1004 | 452-PS | WEL-242 | 006413 | 452-242 | Weldon Springs Unit 2 Bypass Breaker | Breaker | Medium Voltage
1004 | 452-PS | WEL-AC-1 | 006414 | 452-AC-1 | Weldon Springs Control Room Air Conditioner/Heater | HVAC
1004 | 452-PS | WEL-AC-2 | 006415 | 452-AC-2 | Weldon Springs Electrical Room Air Conditioner/Heater | HVAC
1004 | 452-PS | WEL-AE921 | 006416 | 452-AE921 | Weldon Springs Vapor Monitor #1 | Transmitter | Hazardous Atmosphere
1004 | 452-PS | WEL-AE922 | 006417 | 452-AE922 | Weldon Springs Vapor Monitor #2 | Transmitter | Hazardous Atmosphere
1004 | 452-PS | WEL-AE923 | 006418 | 452-AE923 | Weldon Springs Vapor Monitor #3 | Transmitter | Hazardous Atmosphere
1004 | 452-PS | WEL-AE924 | 006419 | 452-AE924 | Weldon Springs Vapor Monitor #4 | Transmitter | Hazardous Atmosphere
1004 | 452-PS | WEL-B01 | 006420 | 452-B01 | Weldon Springs Main Line Station Inlet | Valve | Gate
1004 | 452-PS | WEL-B02 | 006421 | 452-B02 | Weldon Springs Main Line Drain Valve | Valve | Ball
1004 | 452-PS | WEL-B03 | 006422 | 452-B03 | Isolation to Future Densitometer | Valve | Ball
1004 | 452-PS | WEL-B04 | 006423 | 452-B04 | Isolation for Station Fill Line | Valve | Ball
1004 | 452-PS | WEL-B05 | 006424 | 452-B05 | Manifold Drain Valve | Valve | Ball
1004 | 452-PS | WEL-B06 | 006425 | 452-B06 | Strainer STR-101 Drain Valve | Valve | Ball
1004 | 452-PS | WEL-B07 | 006426 | 452-B07 | Pump #1 Piping Fill Valve | Valve | Ball
1004 | 452-PS | WEL-B08 | 006427 | 452-B08 | Pump #1 Piping Drain Valve | Valve | Ball
1004 | 452-PS | WEL-B09 | 006428 | 452-B09 | Pump #1 Seal Drain Valve | Valve | Ball
1004 | 452-PS | WEL-B10 | 006429 | 452-B10 | Pump #1 Piping Drain Valve | Valve | Ball
1004 | 452-PS | WEL-B12 | 006430 | 452-B12 | Pump #2 Piping Valve | Valve | Ball
1004 | 452-PS | WEL-B13 | 006431 | 452-B13 | Pump #2 Piping Drain Valve | Valve | Ball
1004 | 452-PS | WEL-B14 | 006432 | 452-B14 | Pump #2 Seal Drain Valve | Valve | Ball
1004 | 452-PS | WEL-B15 | 006433 | 452-B15 | Pump #2 Piping Drain Valve | Valve | Ball
1004 | 452-PS | WEL-B17 | 006434 | 452-B17 | Manifold Drain Valve | Valve | Ball
1004 | 452-PS | WEL-B19 | 006435 | 452-B19 | Manifold Drain Valve | Valve | Ball
1004 | 452-PS | WEL-B21 | 006436 | 452-B21 | Main Line Drain Valve | Valve | Ball
1004 | 452-PS | WEL-B23 | 006437 | 452-B23 | Isolation Valve for PCV-640 | Valve | Ball
1004 | 452-PS | WEL-B24 | 006438 | 452-B24 | Isolation Valve for PCV-640 | Valve | Ball
1004 | 452-PS | WEL-B26 | 006439 | 452-B26 | Main Line Drain Valve | Valve | Ball
1004 | 452-PS | WEL-B27 | 006440 | 452-B27 | Main Line Station Outlet | Valve | Gate
1004 | 452-PS | WEL-B32 | 006441 | 452-B32 | Sump Tank Drain Inlet Valve | Valve | Ball
1004 | 452-PS | WEL-B33 | 006442 | 452-B33 | Sump Pump Discharge Isolation Valve | Valve | Ball
1004 | 452-PS | WEL-B35 | 006443 | 452-B35 | Truck Loading Isolation Valve | Valve | Ball
1004 | 452-PS | WEL-B36 | 006444 | 452-B36 | Transmix Tank By-Pass Valve | Valve | Ball
1004 | 452-PS | WEL-B37 | 006445 | 452-B37 | Transmix Tank Inlet Valve | Valve | Ball
1004 | 452-PS | WEL-B38 | 006446 | 452-B38 | Transmix Tank Water Draw | Valve | Ball
1004 | 452-PS | WEL-B39 | 006447 | 452-B39 | Transfer Pump Suction Isolation Valve | Valve | Ball
1004 | 452-PS | WEL-B40 | 006448 | 452-B40 | Transfer Pump Discharge Isolation Valve | Valve | Ball
1004 | 452-PS | WEL-B42 | 006449 | 452-B42 | Isolation Valve for FSH-402 | Valve | Ball
1004 | 452-PS | WEL-B43 | 006450 | 452-B43 | FSH-402 By-Pass Valve | Valve | Ball
1004 | 452-PS | WEL-B44 | 006451 | 452-B44 | Isolation Valve for FSH-402 | Valve | Ball
1004 | 452-PS | WEL-B46 | 006452 | 452-B46 | Transmix Tank Containment Area Drain Valve | Valve | Gate
1004 | 452-PS | WEL-B47 | 006453 | 452-B47 | Transmix Tank Containment Area Drain Valve | Valve | Gate
1004 | 452-PS | WEL-B48 | 006454 | 452-B48 | Transmix Tank Future Return Connection | Valve | Ball
1004 | 452-PS | WEL-BS | 006455 | 452-BS | Weldon Springs Weldon Springs 24 VDC Battery System/Charger | Battery Charger | 24VDC
1004 | 452-PS | WEL-C11 | 006456 | 452-C11 | Main Line Pump #1 Piping Check Valve | Valve | Swing Check
1004 | 452-PS | WEL-C16 | 006457 | 452-C16 | Main Line Pump #2 Piping Check Valve | Valve | Swing Check
1004 | 452-PS | WEL-C18 | 006458 | 452-C18 | Manifold Piping Check Valve | Valve | Swing Check
1004 | 452-PS | WEL-C20 | 006459 | 452-C20 | Main Line Piping Check Valve | Valve | Swing Check
1004 | 452-PS | WEL-C22 | 006460 | 452-C22 | Manifold Piping Check Valve | Valve | Swing Check
1004 | 452-PS | WEL-C25 | 006461 | 452-C25 | Main Line Piping Check Valve | Valve | Swing Check
1004 | 452-PS | WEL-C28 | 006462 | 452-C28 | Seal Drain Backflow Prevention | Valve | Swing Check
1004 | 452-PS | WEL-C29 | 006463 | 452-C29 | Sample Drain Backflow Prevention | Valve | Swing Check
1004 | 452-PS | WEL-C30 | 006464 | 452-C30 | Sample Drain Backflow Prevention | Valve | Swing Check
1004 | 452-PS | WEL-C31 | 006465 | 452-C31 | Transmix Return @ Main Line Check Valve | Valve | Swing Check
1004 | 452-PS | WEL-C34 | 006466 | 452-C34 | Sump Pump Discharge Check Valve | Valve | Swing Check
1004 | 452-PS | WEL-C41 | 006467 | 452-C41 | Transfer Pump Discharge Check Valve | Valve | Swing Check
1004 | 452-PS | WEL-C45 | 006468 | 452-C45 | Sample Drain Backflow Prevention | Valve | Swing Check
1004 | 452-PS | WEL-DRA | 006469 | 452-DRA | DRA Injection System | DRA Injection System
1004 | 452-PS | WEL-FSH-402 | 006470 | 452-FSH-402 | Weldon Springs Transmix Injection Line Flow Switch | Switch | Flow
1004 | 452-PS | WEL-GENSET | 006471 | 452-GENSET | Weldon Springs Back-Up Generator | Generator
1004 | 452-PS | WEL-LIT-502 | 006472 | 452-LIT-502 | Weldon Springs Sump Level Indicating Transmitter | Transmitter | Level
1004 | 452-PS | WEL-LSHH-501 | 006473 | 452-LSHH-501 | Weldon Springs Sump Tank Level HI HI Switch | Switch | Level
1004 | 452-PS | WEL-LSHH-503 | 006474 | 452-LSHH-504 | Weldon Springs Weldon Springs Transmix Tank Level Hi Hi | Switch | Level
1004 | 452-PS | WEL-LT-504 | 006475 | 452-LT-504 | Weldon Springs Weldon Springs Transmix Tank Level Transmitter | Transmitter | Level
1004 | 452-PS | WEL-M52 | 006476 | 452-M52 | Weldon Springs Weldon Springs Station 4160V Main Breaker | Breaker | Medium Voltage
1004 | 452-PS | WEL-MCC-201 | 006477 | 452-MCC-201 | Weldon Springs Weldon Springs Motor Control Center | Motor Control Center
1004 | 452-PS | WEL-PCV640 | 006478 | 452-PCV640 | Pressure Control Valve Model V260 | Valve | Ball
1004 | 452-PS | WEL-PFCC-1 | 006479 | 452-PFCC-1 | Weldon Springs Power Factor Correction Capacitor Bank #1 | Capacitor Bank | Power Factor Correction
1004 | 452-PS | WEL-PFCC-2 | 006480 | 452-PFCC-2 | Weldon Springs Power Factor Correction Capacitor Bank #2 | Capacitor Bank | Power Factor Correction
1004 | 452-PS | WEL-PIT-601 | 006481 | 452-PIT-601 | Weldon Springs Weldon Springs Station Suction Indicating Transmit | Transmitter | Pressure
1004 | 452-PS | WEL-PIT-602 | 006482 | 452-PIT-602 | Weldon Springs Weldon Springs Units Suction Indicating Transmitte | Transmitter | Pressure
1004 | 452-PS | WEL-PIT-603 | 006483 | 452-PIT-603 | Weldon Springs Weldon Springs Station Discharge Indicating Transm | Transmitter | Pressure
1004 | 452-PS | WEL-PIT-604 | 006484 | 452-PIT-604 | Weldon Springs Weldon Springs Station Case Indicating Transmitter | Transmitter | Pressure
1004 | 452-PS | WEL-PIT-607 | 006485 | 452-PIT-607 | Weldon Springs Weldon Springs Sump Discharge Indicating Transmitt | Transmitter | Pressure
1004 | 452-PS | WEL-PIT-608 | 006486 | 452-PIT-608 | Weldon Springs Weldon Springs Transfer Pump Discharge Indicating | Transmitter | Pressure
1004 | 452-PS | WEL-PIT-611 | 006487 | 452-PIT-611 | Weldon Springs Weldon Springs Unit #1 Discharge Indicating Transm | Transmitter | Pressure
1004 | 452-PS | WEL-PIT-621 | 006488 | 452-PIT-621 | Weldon Springs Weldon Springs Unit #2 Discharge Indicating Transm | Transmitter | Pressure
1004 | 452-PS | WEL-PSV-641 | 006489 | 452-PSV-641 | Weldon Springs Weldon Springs Transfer Pump Thermal Relief | Thermal Relief
1004 | 452-PS | WEL-PSV-643 | 006490 | 452-PSV-643 | Weldon Springs Weldon Springs Mainline Unit Loop Thermal Relief | Thermal Relief
1004 | 452-PS | WEL-PT-601A | 006491 | 452-PT-601A | Weldon Springs Weldon Springs Station Suction Transmitter | Transmitter | Pressure
1004 | 452-PS | WEL-PT-603A | 006492 | 452-PT-603A | Weldon Springs Weldon Springs Station Discharge Transmitter | Transmitter | Pressure
1004 | 452-PS | WEL-PU1-Pump | 006493 | 452-PU1 | Weldon Springs Weldon Springs Mainline Pump Unit 1 | Pump | Horizontal-Centrifugal
1004 | 452-PS | WEL-PU2-Pump | 006494 | 452-PU2 | Weldon Springs Weldon Springs Mainline Pump Unit 2 | Pump | Horizontal-Centrifugal
1004 | 452-PS | WEL-PV603 | 006495 | 452-PV603 | Weldon Springs Control Valve Model 2760 | Valve | Ball
1004 | 452-PS | WEL-SP-101 | 006496 | 452-SP-101 | Sump Pump | Pump | Vertical Can-Sump
1004 | 452-PS | WEL-ST-101 | 006497 | 452-ST-101 | Weldon Spring Sump Tank | Tank | Sump
1004 | 452-PS | WEL-STR-101 | 006498 | 452-STR-101 | Weldon Springs Weldon Springs Strainer | Strainer
1004 | 452-PS | WEL-SV104 | 006499 | 452-SV104 | Weldon Springs Weldon Springs Alternate Discharge Equalization Li | Valve | Solenoid
1004 | 452-PS | WEL-SV107 | 006500 | 452-SV107 | Weldon Springs Weldon Springs Primary Suction Equalization Line S | Valve | Solenoid
1004 | 452-PS | WEL-T52 | 006501 | 452-T52 | Weldon Springs Weldon Springs 480V Transformer Breaker | Breaker | Medium Voltage
1004 | 452-PS | WEL-TP-101 | 006502 | 452-TP-101 | Transfer Pump | Pump | Positive Displacement
1004 | 452-PS | WEL-TR-1 | 006503 | 452-TR-1 | Weldon Springs Weldon Springs Unit #1 Thermal Relief | Thermal Relief
1004 | 452-PS | WEL-TR-101 | 006504 | 452-TR-101 | Weldon Springs Weldon Springs 4160V/480V Pad Mount Transformer | Transformer
1004 | 452-PS | WEL-TR-2 | 006505 | 452-TR-2 | Weldon Springs Weldon Springs Unit #2 Thermal Relief | Thermal Relief
1004 | 452-PS | WEL-TT-701 | 006506 | 452-TT-701 | Weldon Springs Weldon Springs Station Inlet Product Temperature | Transmitter | Temperature
1004 | 452-PS | WEL-TT-702 | 006507 | 452-TT-702 | Weldon Springs Weldon Springs Station Outlet Product Temperature | Transmitter | Temperature
1004 | 452-PS | WEL-TT-704 | 006508 | 452-TT-704 | Weldon Springs Weldon Springs Ground Temperature | Transmitter | Temperature
1004 | 452-PS | WEL-TT-707 | 006509 | 452-TT-707 | Weldon Springs Weldon Springs Electrical Room Temperature | Transmitter | Temperature
1004 | 452-PS | WEL-V142 | 006510 | 452-V152 | Weldon Springs Weldon Springs Unit 1 VFD Breaker | Breaker | Medium Voltage
1004 | 452-PS | WEL-V242 | 006511 | 452-V242 | Weldon Springs Weldon Springs Unit 2 VFD Breaker | Breaker | Medium Voltage
1004 | 452-PS | WEL-V52 | 006512 | 452-V52 | Weldon Springs Weldon Springs VFD Feeder Breaker | Breaker | Medium Voltage
1004 | 452-PS | WEL-VFD-100 | 006513 | 452-VFD-100 | Weldon Springs Weldon Springs Robicon Variable Frequency Drive | Variable Frequency Drive
1004 | 452-PS | WEL-VFD-CT | 006514 | 452-VFD-CT | Weldon Springs Weldon Springs Robicon Variable Frequency Drive Co | Variable Frequency Drive
1004 | 452-PS | WEL-VT-810 | 006515 | 452-VT-810 | Weldon Springs Weldon Springs Unit #1 Outboard Vibration Transmit | Transmitter | Vibration
1004 | 452-PS | WEL-VT-813 | 006516 | 452-VT-813 | Weldon Springs Weldon Springs Unit #1 Inboard Vibration Transmitt | Transmitter | Vibration
1004 | 452-PS | WEL-VT-820 | 006517 | 452-VT-820 | Weldon Springs Weldon Springs Unit #2 Outboard Vibration Transmit | Transmitter | Vibration
1004 | 452-PS | WEL-VT-823 | 006518 | 452-VT-823 | Weldon Springs Weldon Springs Unit #2 Inboard Vibration Transmitt | Transmitter | Vibration
1004 | 452-PS | WEL-ZS-301 | 006519 | 452-ZS-301 | Weldon Springs Weldon Springs Pigsig 1 | Sphere Detector
1004 | 452-PS | WEL-ZS-302 | 006520 | 452-ZS-302 | Weldon Springs Weldon Springs Pigsig 2 | Sphere Detector
1004 | 452-PS | WEL-ZS-303 | 006521 | 452-ZS-303 | Weldon Springs Weldon Springs Pigsig 3 | Sphere Detector
1004 | 452-PS | WEL-ZS-304 | 006522 | 452-ZS-304 | Weldon Springs Weldon Springs Pigsig 4 | Sphere Detector
1004 | 471-MS | STL-B102 | 006523 | 471-B102 | Buckeye Gasoline Header Valve | Valve
1004 | 471-MS | STL-B103 | 006524 | 471-B103 | Buckeye Fuel Oil Header Valve | Valve
1004 | 471-MS | STL-B104 | 006525 | 471-B104 | Buckeye RFG Header Valve | Valve
1004 | 471-MS | STL-B105 | 006526 | 471-B105 | Buckeye Fuel Oil Header Valve | Valve
1004 | 471-MS | STL-B106 | 006527 | 471-B106 | Artco Header Valve | Valve
1004 | 471-MS | STL-B107 | 006528 | 471-B107 | Artco Header Valve | Valve
1004 | 471-MS | STL-B108 | 006529 | 471-B108 | Artco Header Valve | Valve
1004 | 471-MS | STL-B109 | 006530 | 471-B109 | Artco Header Valve | Valve
1004 | 471-MS | STL-B110 | 006531 | 471-B110 | Artco Header Valve | Valve
1004 | 471-MS | STL-B111 | 006532 | 471-B111 | JD Street Gasoline Header Valve | Valve
1004 | 471-MS | STL-B112 | 006533 | 471-B112 | JD Street Fuel Oil Header Valve | Valve
1004 | 471-MS | STL-B113 | 006534 | 471-B113 | Relief System Valve | Valve
1004 | 471-MS | STL-BP101 | 006535 | 471-BP101 | Prover Inlet Valve | Valve
1004 | 471-MS | STL-BP-102 | 006536 | 471-BP-102 | Prover Bypass Valve | Thermal Relief
1004 | 471-MS | STL-BP103 | 006537 | 471-BP103 | Prover Outlet Valve | Thermal Relief
1004 | 471-MS | STL-DR-301 | 006538 | 471-DR-301 | Gravity | Chart Recorder
1004 | 471-MS | STL-DT-301 | 006539 | 471-DT-301 | Gravity | Transmitter | Density
1004 | 471-MS | STL-FL-1 | 006540 | 471-FL-1 | Flood Light | Floodlight
1004 | 471-MS | STL-FL-2 | 006541 | 471-FL-2 | Flood Light | Floodlight
1004 | 471-MS | STL-FL-3 | 006542 | 471-FL-3 | Flood Light | Floodlight
1004 | 471-MS | STL-FT-401 | 006543 | 471-FT-401 | Flow Transmitter | Transmitter | Flow
1004 | 471-MS | STL-Generic | 006544 | 471-Generic | Generic Equipment | Generic
1004 | 471-MS | STL-HK-601 | 006545 | 471-HK-601 | Mainline Back Pressure Set Point postioner | Process Controller | PID
1004 | 471-MS | STL-LSH-502 | 006546 | 471-LSH-502 | Sump Level SwitchHigh | Switch | Level
1004 | 471-MS | STL-LSL-502 | 006547 | 471-LSL-502 | Sump Level Switch Low | Switch | Level
1004 | 471-MS | STL-PIC-601 | 006548 | 471-PIC-601 | Mainline Back Pressure Indicating Controller | Process Controller | PID
1004 | 471-MS | STL-PIC-601A | 006549 | 471-PIC-601A | Meter Pressure Indication Controller | Process Controller | PID
1004 | 471-MS | STL-PIC-605B | 006550 | 471-PIC-605B | Meter Back Pressure Controller | Process Controller | PID
1004 | 471-MS | STL-PR-601 | 006551 | 471-PR-601 | Mainline Back Pressure Recorder | Chart Recorder
1004 | 471-MS | STL-PT-601 | 006552 | 471-PT-601 | Mainline Back Pressure transmitter | Transmitter | Pressure
1004 | 471-MS | STL-PT-605 | 006553 | 471-PT-605 | Meter Pressure Transmitter | Transmitter | Pressure
1004 | 471-MS | STL-S101 | 006554 | 471-S101 | Receiver Inlet Valve | Valve
1004 | 471-MS | STL-S102 | 006555 | 471-S-102 | Receiver Outlet Valve | Thermal Relief
1004 | 471-MS | STL-S103 | 006556 | 471-S103 | Receiver Bypass Valve | Thermal Relief
1004 | 471-MS | STL-SP-101 Pump | 006557 | 471-SP-101 | Sump Pump | Pump | Vertical Can-Sump
1004 | 471-MS | STL-TR-101 | 006558 | 471-TR-101 | A. Receiving Barrel | Thermal Relief
1004 | 471-MS | STL-TR-102 | 006559 | 471-TR-102 | B. Control Valve Piping | Thermal Relief
1004 | 471-MS | STL-TR-103 | 006560 | 471-TR-103 | C. Meter Piping | Thermal Relief
1004 | 471-MS | STL-TR-104 | 006561 | 471-TR-104 | E. Control Valve Piping | Thermal Relief
1004 | 471-MS | STL-TR-105 | 006562 | 471-TR-105 | F. Delivery Manifold Piping | Thermal Relief
1004 | 471-MS | STL-TR-106 | 006563 | 471-TR-106 | G. Delivery Manifold Piping | Thermal Relief
1004 | 471-MS | STL-TR-107 | 006564 | 471-TR-107 | H. General Valve Bonnet BP102 | Thermal Relief
1004 | 471-MS | STL-TR-108 | 006565 | 471-TR-108 | I. General Valve Bonnet B102 | Thermal Relief
1004 | 471-MS | STL-TR-109 | 006566 | 471-TR-109 | J. General Valve Bonnet B103 | Thermal Relief
1004 | 471-MS | STL-TR-110 | 006567 | 471-TR-110 | K. General Valve Bonnet B104 | Thermal Relief
1004 | 471-MS | STL-TR-111 | 006568 | 471-TR-111 | L. General Valve Bonnet B105 | Thermal Relief
1004 | 471-MS | STL-TR-112 | 006569 | 471-TR-112 | M. General Valve Bonnet B106 | Thermal Relief
1004 | 471-MS | STL-TR-113 | 006570 | 471-TR-113 | N. General Valve Bonnet B107 | Thermal Relief
1004 | 471-MS | STL-TR-114 | 006571 | 471-TR-114 | O. General Valve Bonnet B108 | Thermal Relief
1004 | 471-MS | STL-TR-115 | 006572 | 471-TR-115 | P. General Valve Bonnet B109 | Thermal Relief
1004 | 471-MS | STL-TR-116 | 006573 | 471-TR-116 | Q. General Valve Bonnet B110 | Thermal Relief
1004 | 471-MS | STL-TR-117 | 006574 | 471-TR-117 | R. General Valve Bonnet B111 | Thermal Relief
1004 | 471-MS | STL-TR-118 | 006575 | 471-TR-118 | S. General Valve Bonnet B112 | Thermal Relief
1004 | 471-MS | STL-TR-701 | 006576 | 471-TR-701 | Temeperature | Chart Recorder
1004 | 471-MS | STL-TR-V | 006577 | 471-TR-V | D. Prover Loop Relief | Thermal Relief
1004 | 471-MS | STL-TT-701 | 006578 | 471-TT-701 | Temperature | Transmitter | Temperature
1004 | 471-MS | STL-X-101 | 006579 | 471-X-101 | Station Inlet Valve | Thermal Relief
1004 | 471-MS | STL-ZS-1 | 006580 | 471-ZS-1 | On Reciever | Sphere Detector
1004 | 472-MS | STP-B101 | 006581 | 472-B101 | Station Block Valve | Valve
1004 | 472-MS | STP-B102 | 006582 | 472-B102 | Station Block Valve | Valve
1004 | 472-MS | STP-BP101 | 006583 | 472-BP101 | Prover Bypass Valve | Valve
1004 | 472-MS | STP-BP102 | 006584 | 472-BP102 | Prover Inlet Valve | Valve
1004 | 472-MS | STP-BP103 | 006585 | 472-BP103 | Prover Outlet Valve | Valve
1004 | 472-MS | STP-C101 | 006586 | 472-C101 | Down Stream At Control Valve Check Valve | Valve
1004 | 472-MS | STP-C103 | 006587 | 472-C103 | Up Stream Sump Discharge Check Valve | Valve
1004 | 472-MS | STP-C104 | 006588 | 472-C104 | Down Stream Sump Check Valve | Valve
1004 | 472-MS | STP-C105 | 006589 | 472-C105 | Sump Block Check Valve | Valve
1004 | 472-MS | STP-C106 | 006590 | 472-C106 | Kicker Down Stream From Take Off Check Valve | Valve
1004 | 472-MS | STP-CV1 | 006591 | 472-CV1 | Down Stream Pressure Control Valve | Valve
1004 | 472-MS | STP-FS-401 | 006592 | 472-FS-401 | Mainline Densitometer Flow Switch | Switch | Flow
1004 | 472-MS | STP-FT-629 | 006593 | 472-FT-629 | Station Flow Meter | Transmitter | Flow
1004 | 472-MS | STP-Generic | 006594 | 472-Generic | Generic Equipment | Generic
1004 | 472-MS | STP-LS-501 | 006595 | 472-LS-501 | Mainline Densitometer Pump Seal Float Level Switch | Switch | Level
1004 | 472-MS | STP-LSHH-502 | 006596 | 472-LSHH-502 | Sump Tank Level Switch High High | Switch
1004 | 472-MS | STP-LT-502 | 006597 | 472-LT-502 | Sump Tank Level Transmitter | Transmitter | Level
1004 | 472-MS | STP-PT-601 | 006598 | 472-PT-601 | Mainline Incoming/Densitometer Pressure Transmitter | Transmitter | Pressure
1004 | 472-MS | STP-PT-603 | 006599 | 472-PT-603 | Station Discharge Pressure Transmitter | Transmitter | Pressure
1004 | 472-MS | STP-PT-629 | 006600 | 472-PT-629 | Station Meter Pressure Transmitter | Transmitter | Pressure
1004 | 472-MS | STP-SP-101 Pump | 006601 | 472-SP-101 | Sump Pump | Pump | Vertical Can-Sump
1004 | 472-MS | STP-TT-629 | 006602 | 472-TT-629 | Station Meter Temperature Transmitter | Transmitter | Temperature
1004 | 472-MS | STP-X101 | 006603 | 472-X101 | Prover Drain Valve | Valve
1004 | 472-MS | STP-X102 | 006604 | 472-X102 | Strainer Drain Valve | Valve
1004 | 472-MS | STP-X103 | 006605 | 472-X103 | Up Stream Sump Discharge Valve | Valve
1004 | 472-MS | STP-X104 | 006606 | 472-X104 | Down Stream Sump Discharge Valve | Valve
1004 | 472-MS | STP-X105 | 006607 | 472-X105 | Sump Block Valve | Valve
1004 | 472-MS | STP-X106 | 006608 | 472-X106 | Sump Block To Truck Valve | Valve
1004 | 472-MS | STP-X107 | 006609 | 472-X107 | Block To Sump | Valve
1004 | 472-MS | STP-X109 | 006610 | 472-X109 | Prover Fill Valve | Valve
1004 | 472-MS | STP-X110 | 006611 | 472-X110 | Station Fill Valve | Valve
1004 | 472-MS | STP-ZS-201 | 006612 | 472-ZS-201 | Outstation Pig Sig | Sphere Detector
1004 | 541-TF | WDR-120 | 006613 | 541-120 | Station PU-7 Suction Valve | Valve | Gate
1004 | 541-TF | WDR-121 | 006614 | 541-121 | Station PU-7 Discharge Valve | Valve | Gate
1004 | 541-TF | WDR-140 | 006615 | 541-140 | Station PU-9 Suction Valve | Valve | Gate
1004 | 541-TF | WDR-141 | 006616 | 541-141 | Station PU-9 Discharge Valve | Valve | Gate
1004 | 541-TF | WDR-AF901 | 006617 | 541-AF901 | Auto Flasher 24" Incoming / 14" Outgoing | On-Line Instrumentation | Flasher
1004 | 541-TF | WDR-AF902 | 006618 | 541-AF902 | Local Auto Flasher | On-Line Instrumentation | Flasher
1004 | 541-TF | WDR-AF903 | 006619 | 541-AF903 | 24" North Auto Flasher | On-Line Instrumentation | Flasher
1004 | 541-TF | WDR-AS30 | 006620 | 541-AS30 | Auto-Sampler System Meter 30 | On-Line Instrumentation | Auto Sampler
1004 | 541-TF | WDR-AS31 | 006621 | 541-AS31 | Auto-Sampler System Meter 31 | On-Line Instrumentation | Auto Sampler
1004 | 541-TF | WDR-AS32 | 006622 | 541-AS32 | Auto-Sampler System Meter 32 | On-Line Instrumentation | Auto Sampler
1004 | 541-TF | WDR-AS38 | 006623 | 541-AS38 | Auto-Sampler System Meter 38 | On-Line Instrumentation | Auto Sampler
1004 | 541-TF | WDR-BP101 | 006624 | 541-BP101 | Mainline Prover Inlet Valve | Valve | Plug
1004 | 541-TF | WDR-BP102 | 006625 | 541-BP102 | Mainline Prover Bypass Valve | Valve | Plug
1004 | 541-TF | WDR-BP103 | 006626 | 541-BP103 | Mainline Prover Outlet Valve | Valve | Gate
1004 | 541-TF | WDR-BP104 | 006627 | 541-BP104 | 18" Prover Inlet Valve | Valve | Plug
1004 | 541-TF | WDR-BP105 | 006628 | 541-BP105 | 18" Prover Bypass Valve | Valve | Plug
1004 | 541-TF | WDR-BP106 | 006629 | 541-BP106 | 18" Prover Outlet Valve | Valve | Gate
1004 | 541-TF | WDR-BP107 | 006630 | 541-BP107 | 18" Prover Inlet Valve Local | Valve | Plug
1004 | 541-TF | WDR-BP108 | 006631 | 541-BP108 | 18" Prover Bypass Valve Local | Valve | Plug
1004 | 541-TF | WDR-BP109 | 006632 | 541-BP109 | 18" Prover Outlet Valve Local | Valve | Gate
1004 | 541-TF | WDR-BP110 | 006633 | 541-BP110 | 30" Prover Outlet Valve Tankage | Valve | Gate
1004 | 541-TF | WDR-BP111 | 006634 | 541-BP111 | 30" Prover Inlet Valve Tankage | Valve | Gate
1004 | 541-TF | WDR-BP112 | 006635 | 541-BP112 | 30" Prover Bypass Valve Tankage | Valve | Gate
1004 | 541-TF | WDR-BPU-10 Pump | 006636 | 541-BPU-10 | Station Booster Pump Unit 10 | Pump | Vertical Can-Booster
1004 | 541-TF | WDR-BPU-11 Pump | 006637 | 541-BPU-11 | Station Booster Pump Unit 11 | Pump | Vertical Can-Booster
1004 | 541-TF | WDR-BPU-5 Pump | 006638 | 541-BPU-5 | Booster Pump Unit 5 | Pump | Vertical Can-Booster
1004 | 541-TF | WDR-BPU-6 Pump | 006639 | 541-BPU-6 | Booster Pump Unit 6 | Pump | Vertical Can-Booster
1004 | 541-TF | WDR-C101 | 006640 | 541-C101 | Station Check Valve Between Mainline Control Valve and Launcher | Valve | Swing Check
1004 | 541-TF | WDR-C103 | 006641 | 541-C103 | Station Check Valve Upstream of Tankage Header | Valve | Swing Check
1004 | 541-TF | WDR-C110 | 006642 | 541-C110 | Downstream Side of X104 To Tankage | Valve | Swing Check
1004 | 541-TF | WDR-C111 | 006643 | 541-C111 | Station Check Valve Downstream Side of M101 In Tankage Manifold | Valve | Swing Check
1004 | 541-TF | WDR-C112 | 006644 | 541-C112 | Station Check Valve Downstream Side of M102 At Tankage Manifold | Valve | Swing Check
1004 | 541-TF | WDR-C113 | 006645 | 541-C113 | Station Check Valve Downstream Side of M103 In Tankage Manifold | Valve | Swing Check
1004 | 541-TF | WDR-C114 | 006646 | 541-C114 | Station Check Valve Downstream Side of M104 In Tankage Manifold | Valve | Swing Check
1004 | 541-TF | WDR-C115 | 006647 | 541-C115 | Station Check Valve Downstream Side of M105 In Tankage Manifold | Valve | Swing Check
1004 | 541-TF | WDR-C116 | 006648 | 541-C116 | Station Check Valve Downstream Side of M106 In Tankage Manifold | Valve | Swing Check
1004 | 541-TF | WDR-C117 | 006649 | 541-C117 | Station Check Valve Dowstream Side of M129 to BP 5 | Valve | Swing Check
1004 | 541-TF | WDR-C118 | 006650 | 541-C118 | Station Check Valve Dowstream Side of M130 to BP 5 | Valve | Swing Check
1004 | 541-TF | WDR-C119 | 006651 | 541-C119 | Station Check Valve Downstream Side of M131 to BP 5 | Valve | Swing Check
1004 | 541-TF | WDR-C120 | 006652 | 541-C120 | Station Check Valve Downstream Side of M132 to BP 5 | Valve | Swing Check
1004 | 541-TF | WDR-C121 | 006653 | 541-C121 | Station Check Valve Downstream Side of M133 to BP 5 | Valve | Swing Check
1004 | 541-TF | WDR-C122 | 006654 | 541-C122 | Station Check Valve Downsteam Side of M136 to BP 6 | Valve | Swing Check
1004 | 541-TF | WDR-C123 | 006655 | 541-C123 | Station Check Valve Downstream Side of M137 to BP 6 | Valve | Swing Check
1004 | 541-TF | WDR-C124 | 006656 | 541-C124 | Station Check Valve Downstream Side of M138 to BP 6 | Valve | Swing Check
1004 | 541-TF | WDR-C125 | 006657 | 541-C125 | Station Check Valve Downstream Side of M139 to BP 6 | Valve | Swing Check
1004 | 541-TF | WDR-C126 | 006658 | 541-C126 | Station Check Valve Downstream Side of M140 to BP 6 | Valve | Swing Check
1004 | 541-TF | WDR-C127 | 006659 | 541-C127 | Check Valve Downstream Side of P101 Discharge Side of BP 5 | Valve | Swing Check
1004 | 541-TF | WDR-C128 | 006660 | 541-C128 | BP 6 Discharge Check Valve Downstream of P102 | Valve | Swing Check
1004 | 541-TF | WDR-C129 | 006661 | 541-C129 | BP 5 Discharge Check Valve Downstream of P103 | Valve | Swing Check
1004 | 541-TF | WDR-C130 | 006662 | 541-C130 | Bp 6 Discharge Check Valve Downstream of P104 | Valve | Swing Check
1004 | 541-TF | WDR-C131 | 006663 | 541-C131 | Station Check Valve Downstream of M149 | Valve | Swing Check
1004 | 541-TF | WDR-C135 | 006664 | 541-C135 | Check Valve Between X109 and X106 | Valve | Swing Check
1004 | 541-TF | WDR-C136 | 006665 | 541-C136 | Check Valve Between X108 and X103 | Valve | Swing Check
1004 | 541-TF | WDR-C137 | 006666 | 541-C137 | BP 5 tp M/L | Valve | Swing Check
1004 | 541-TF | WDR-C138 | 006667 | 541-C138 | BP 5 to M/L X111 | Valve | Swing Check
1004 | 541-TF | WDR-C139 | 006668 | 541-C139 | Check Valve Downstream Side of M143 | Valve | Swing Check
1004 | 541-TF | WDR-C140 | 006669 | 541-C140 | Check Valve Downstream Side of M144 | Valve | Swing Check
1004 | 541-TF | WDR-C141 | 006670 | 541-C141 | Check Valve Downstream Side of M145 | Valve | Swing Check
1004 | 541-TF | WDR-C146 | 006671 | 541-C146 | Check Valve Downstream Side of M146 | Valve | Swing Check
1004 | 541-TF | WDR-C178 | 006672 | 541-C178 | Check Valve downstream of Valve X194 | Valve | Swing Check
1004 | 541-TF | WDR-C199 | 006673 | 541-C199 | Check Valve down stream side of M199 | Valve | Swing Check
1004 | 541-TF | WDR-CG101 | 006674 | 541-CG101 | Check Valve Down Stream of G101 | Valve | Swing Check
1004 | 541-TF | WDR-DMV1 | 006675 | 541-DMV1 | Local Meter Run Control Valve | Valve | Control
1004 | 541-TF | WDR-DMV2 | 006676 | 541-DMV2 | Tankage Meter Control Valve | Valve | Control
1004 | 541-TF | WDR-DMV3 | 006677 | 541-DMV3 | Meter 32 Control Valve | Valve | Control
1004 | 541-TF | WDR-DMV4 | 006678 | 541-DMV4 | Meter 38 Control Valve | Valve | Control
1004 | 541-TF | WDR-DP2 | 006679 | 541-DP2 | Pump Unit 7 Check Valve between 120 and 121 | Valve | Swing Check
1004 | 541-TF | WDR-DP4 | 006680 | 541-DP4 | Pump Unit 9 Check Valve Between 140 and 141 | Valve | Swing Check
1004 | 541-TF | WDR-DRA | 006681 | 541-DRA | DRA Injection System | DRA Injection System
1004 | 541-TF | WDR-DT-301 | 006682 | 541-DT-301 | 24" Preview Gravitometer | Transmitter | Density
1004 | 541-TF | WDR-DT-330 | 006683 | 541-DT-330 | Station 12" Local Gravitometer | Transmitter | Density
1004 | 541-TF | WDR-DT-331 | 006684 | 541-DT-331 | Station 24" Tankage Density Transmitter | Transmitter | Density
1004 | 541-TF | WDR-DT-332 | 006685 | 541-DT-332 | St Louis 14" Delivery Line Gravitometer | Transmitter | Density
1004 | 541-TF | WDR-DT-338 | 006686 | 541-DT-338 | Station Mainline 24" North Gravitometer | Transmitter | Density
1004 | 541-TF | WDR-ESD | 006687 | 541-ESD | Emergency Shutdown Switch | Switch | Push Button
1004 | 541-TF | WDR-FS-401A | 006688 | 541-FS-401A | 24" Mainline Relief Flow Switch With R-101 Valve | Switch | Flow
1004 | 541-TF | WDR-FS-401B | 006689 | 541-FS-401B | 24" Mainline Relief Flow Switch With R-102 Valve | Switch | Flow
1004 | 541-TF | WDR-G101 | 006690 | 541-G101 | Station Delivery Valve to Shell/Amoco | Valve | Gate
1004 | 541-TF | WDR-G101CHK | 006691 | 541-G101CHK | Check Valve to Amoco/Shell | Valve | Swing Check
1004 | 541-TF | WDR-Generic | 006692 | 541-Generic | Generic Equipment | Generic
1004 | 541-TF | WDR-HMIPC1 | 006693 | 541-HMIPC1 | HMI - PC #1 | PC
1004 | 541-TF | WDR-HMIPC2 | 006694 | 541-HMIPC2 | HMI - PC #2 | PC
1004 | 541-TF | WDR-HMIPC3 | 006695 | 541-HMIPC3 | HMI - PC #3 | PC
1004 | 541-TF | WDR-HP-101 | 006696 | 541-HP-101 | Hydraulic Pump | Pump | Variable Volume
1004 | 541-TF | WDR-HP-102 | 006697 | 541-HP-102 | Hydraulic Pump | Pump | Variable Volume
1004 | 541-TF | WDR-LSH-504 | 006698 | 541-LSH-504 | Pump Unit 1 Seal Pot Level Switch High | Switch | Level
1004 | 541-TF | WDR-LSHH-439 | 006699 | 541-LSHH-439 | Breakout Tank 439 Level Switch high High | Switch | Level
1004 | 541-TF | WDR-LSHH-520 | 006700 | 541-LSHH-520 | Breakout Tank 420 Level Switch High High | Switch | Level
1004 | 541-TF | WDR-LSHH-521 | 006701 | 541-LSHH-521 | Breakout Tank 421 Level Switch High high | Switch | Level
1004 | 541-TF | WDR-LSHH-522 | 006702 | 541-LSHH-522 | Breakout Tank 422 Level Switch High High | Switch | Level
1004 | 541-TF | WDR-LSHH-523 | 006703 | 541-LSHH-523 | Breakout Tank 423 Level Switch High High | Switch | Level
1004 | 541-TF | WDR-LSHH-524 | 006704 | 541-LSHH-524 | Breakout Tank 424 Level Switch High High | Switch | Level
1004 | 541-TF | WDR-LSHH-530 | 006705 | 541-LSHH-530 | Breakout Tank 430 Level Switch High High | Switch | Level
1004 | 541-TF | WDR-LSHH-531 | 006706 | 541-LSHH-531 | Breakout Tank 431 Level Switch High High | Switch | Level
1004 | 541-TF | WDR-LSHH-532 | 006707 | 541-LSHH-532 | Breakout Tank 432 Level Switch High High | Switch | Level
1004 | 541-TF | WDR-LSHH-533 | 006708 | 541-LSHH-533 | Breakout Tank 433 Level Switch High High | Switch | Level
1004 | 541-TF | WDR-LSHH-551 | 006709 | 541-LSHH-551 | Sump Tank Level Switch High High | Switch | Level
1004 | 541-TF | WDR-LSHH-552 | 006710 | 541-LSHH-552 | Breakout Tank 452 Level Switch High High | Switch | Level
1004 | 541-TF | WDR-LSHH-561 | 006711 | 541-LSHH-561 | Breakout Tank 461 Level Switch High High | Switch | Level
1004 | 541-TF | WDR-LSHH-562 | 006712 | 541-LSHH-562 | Breakout Tank 462 Level Switch High High | Switch | Level
1004 | 541-TF | WDR-LSHH-571 | 006713 | 541-LSHH-571 | Breakout Tank 471 Level Switch High High | Switch | Level
1004 | 541-TF | WDR-LSHH-572 | 006714 | 541-LSHH-572 | Breakout Tank 472 Level Switch High High | Switch | Level
1004 | 541-TF | WDR-LSHH-573 | 006715 | 541-LSHH-573 | Breakout Tank 473 Level Switch High High | Switch | Level
1004 | 541-TF | WDR-LSHH-590 | 006716 | 541-LSHH-590 | Breakout Tank 490 Level Switch High High | Switch | Level
1004 | 541-TF | WDR-LT-501 | 006717 | 541-LT-501 | Breakout Tank 420 Level Transmitter | Transmitter | Level
1004 | 541-TF | WDR-LT-502 | 006718 | 541-LT-502 | Breakout Tank 421 Level Transmitter | Transmitter | Level
1004 | 541-TF | WDR-LT-503 | 006719 | 541-LT-503 | Breakout Tank 422 Level Transmitter | Transmitter | Level
1004 | 541-TF | WDR-LT-504 | 006720 | 541-LT-504 | Breakout Tank 430 Level Transmitter | Transmitter | Level
1004 | 541-TF | WDR-LT-505 | 006721 | 541-LT-505 | Breakout Tank 431 Level Transmitter | Transmitter | Level
1004 | 541-TF | WDR-LT-506 | 006722 | 541-LT-506 | Breakout Tank 439 Level Transmitter | Transmitter | Level
1004 | 541-TF | WDR-LT-507 | 006723 | 541-LT-507 | Breakout Tank 452 Level Transmitter | Transmitter | Level
1004 | 541-TF | WDR-LT-508 | 006724 | 541-LT-508 | Breakout Tank 461 Level Transmitter | Transmitter | Level
1004 | 541-TF | WDR-LT-509 | 006725 | 541-LT-509 | Breakout Tank 471 Level Transmitter | Transmitter | Level
1004 | 541-TF | WDR-LT-510 | 006726 | 541-LT-510 | Breakout Tank 472 Level Transmitter | Transmitter | Level
1004 | 541-TF | WDR-LT-511 | 006727 | 541-LT-511 | Breakout Tank 473 Level Transmitter | Transmitter | Level
1004 | 541-TF | WDR-LT-512 | 006728 | 541-LT-512 | Breakout Tank 423 Level Transmitter | Transmitter | Level
1004 | 541-TF | WDR-LT-513 | 006729 | 541-LT-513 | Breakout Tank 424 Level Transmitter | Transmitter | Level
1004 | 541-TF | WDR-LT-514 | 006730 | 541-LT-514 | Breakout Tank 432 Level Transmitter | Transmitter | Level
1004 | 541-TF | WDR-LT-515 | 006731 | 541-LT-515 | Breakout Tank 433 Level Transmitter | Transmitter | Level
1004 | 541-TF | WDR-LT-516 | 006732 | 541-LT-516 | Eakout Tank 462 Level Transmitter | Transmitter | Level
1004 | 541-TF | WDR-LT-552 | 006733 | 541-LT-552 | Sump Tank Level Transmitter | Transmitter | Level
1004 | 541-TF | WDR-LT-590 | 006734 | 541-LT-590 | Breakout Tank 490 Level transmitter | Transmitter | Level
1004 | 541-TF | WDR-M101 | 006735 | 541-M101 | Station Breakout Tank 439 Fill Manifold Valve | Valve | Gate
1004 | 541-TF | WDR-M102 | 006736 | 541-M102 | Station 20 Series Breakout Tanks Fill Manifold Valve | Valve | Gate
1004 | 541-TF | WDR-M103 | 006737 | 541-M103 | Station Breakout Tanks 430/431/432/433 Fill Header Valve | Valve | Gate
1004 | 541-TF | WDR-M104 | 006738 | 541-M104 | Station Breakout Tank 490 Header Valve | Valve | Gate
1004 | 541-TF | WDR-M105 | 006739 | 541-M105 | Station Breakout Tank 452/461 Fill Header Valve | Valve | Gate
1004 | 541-TF | WDR-M106 | 006740 | 541-M106 | Station 70 Series Breakout Tanks Header Fill Header Valve | Valve | Gate
1004 | 541-TF | WDR-M107 | 006741 | 541-M107 | Station Breakout Tank 422 Fill Valve | Valve | Gate
1004 | 541-TF | WDR-M108 | 006742 | 541-M108 | Station Breakout Tank 420 Fill Valve | Valve | Gate
1004 | 541-TF | WDR-M109 | 006743 | 541-M109 | Station Breakout Tank 421 Fill Valve | Valve | Gate
1004 | 541-TF | WDR-M110 | 006744 | 541-M110 | Station Breakout Tank 431 Fill Valve | Valve | Gate
1004 | 541-TF | WDR-M111 | 006745 | 541-M111 | Station Breakout Tank 430 Fill Valve | Valve | Gate
1004 | 541-TF | WDR-M112 | 006746 | 541-M112 | Station Breakout Tank 439 Fill Valve | Valve | Gate
1004 | 541-TF | WDR-M113 | 006747 | 541-M113 | Station Breakout Tank 471 Fill Valve | Valve | Gate
1004 | 541-TF | WDR-M114 | 006748 | 541-M114 | Station Breakout Tank 472 Fill Valve | Valve | Gate
1004 | 541-TF | WDR-M115 | 006749 | 541-M115 | Station Breakout Tank 473 Manifold Fill Valve | Valve | Gate
1004 | 541-TF | WDR-M116 | 006750 | 541-M116 | Station Breakout Tank 461 Fill Valve | Valve | Gate
1004 | 541-TF | WDR-M117 | 006751 | 541-M117 | Station Breakout Tank 452 Fill Valve | Valve | Gate
1004 | 541-TF | WDR-M118 | 006752 | 541-M118 | Station Breakout Tank 422 Suction Valve | Valve | Gate
1004 | 541-TF | WDR-M119 | 006753 | 541-M119 | Station Breakout Tank 420 Suction Valve | Valve | Gate
1004 | 541-TF | WDR-M120 | 006754 | 541-M120 | Station Breakout Tank 421 Suction Valve | Valve | Gate
1004 | 541-TF | WDR-M121 | 006755 | 541-M121 | Station Breakout Tank 431 Suction Valve | Valve | Gate
1004 | 541-TF | WDR-M122 | 006756 | 541-M122 | Station Breakout Tank 430 Suction Valve | Valve | Gate
1004 | 541-TF | WDR-M123 | 006757 | 541-M123 | Station Breakout Tank 439 Suction Valve | Valve | Gate
1004 | 541-TF | WDR-M124 | 006758 | 541-M124 | Station Breakout Tank 471 Suction Valve | Valve | Gate
1004 | 541-TF | WDR-M125 | 006759 | 541-M125 | Station Breakout Tank 472 Suction Valve | Valve | Gate
1004 | 541-TF | WDR-M126 | 006760 | 541-M126 | Station Breakout Tank 473 Suction Valve | Valve | Gate
1004 | 541-TF | WDR-M127 | 006761 | 541-M127 | Station Breakout Tank 461 Suction Valve to Booster Pumps Manifold | Valve | Gate
1004 | 541-TF | WDR-M128 | 006762 | 541-M128 | Station Breakout Tank 452 Suction Valve to Booster Pump Manifold | Valve | Gate
1004 | 541-TF | WDR-M129 | 006763 | 541-M129 | Booster Pump 5 Manifold Valve From Breakout Tanks 452,461 and 462 | Valve | Gate
1004 | 541-TF | WDR-M130 | 006764 | 541-M130 | Station Breakout Tanks 70 Series Suction Valve to Booster Pump 5 | Valve | Gate
1004 | 541-TF | WDR-M131 | 006765 | 541-M131 | Station Breakout Tank 439 Suction VAlve to Booster Pump 5 | Valve | Gate
1004 | 541-TF | WDR-M132 | 006766 | 541-M132 | Station Breakout Tanks 430/431 Suction Valve to Booster Pump 5 | Valve | Gate
1004 | 541-TF | WDR-M133 | 006767 | 541-M133 | Station Breakout Tanks 20 Series Suction Valve to Booster Pump 5 | Valve | Gate
1004 | 541-TF | WDR-M134 | 006768 | 541-M134 | Station Breakout Tanks 50/60/70 Series Suction Valve to BP 5 | Valve | Gate
1004 | 541-TF | WDR-M135 | 006769 | 541-M135 | Station Breakout Tanks 20/30 Series Suction Valve to BP 5 | Valve | Gate
1004 | 541-TF | WDR-M136 | 006770 | 541-M136 | Station Breakout Tanks 452/461 Suction Valve to BP 6 | Valve | Gate
1004 | 541-TF | WDR-M137 | 006771 | 541-M137 | Station 70 Series Breakout Tanks Suction Valve to BP 6 | Valve | Gate
1004 | 541-TF | WDR-M138 | 006772 | 541-M138 | Station Breakout Tank 439 Suction Valve to Booster Pump 6 | Valve | Gate
1004 | 541-TF | WDR-M139 | 006773 | 541-M139 | Station Breakout Tanks 430/431 Suction Valve to Booster Pump 6 | Valve | Gate
1004 | 541-TF | WDR-M140 | 006774 | 541-M140 | Station 20 Series Breakout Tanks Suction Valve to BP 6 | Valve | Gate
1004 | 541-TF | WDR-M141 | 006775 | 541-M141 | Station 50/60/70 Series Breakout Tanks Suction Valve to BP 6 | Valve | Gate
1004 | 541-TF | WDR-M142 | 006776 | 541-M142 | Station 20/30 Series Breakout Tanks Suction Valve to BP 6 | Valve | Gate
1004 | 541-TF | WDR-M143 | 006777 | 541-M143 | Station Delivery Valve to Marathon | Valve | Gate
1004 | 541-TF | WDR-M144 | 006778 | 541-M144 | Station Local/14" Cross | Valve | Gate
1004 | 541-TF | WDR-M145 | 006779 | 541-M145 | Station Delivery Valve to 14" Before PU-7 | Valve | Gate
1004 | 541-TF | WDR-M146 | 006780 | 541-M146 | Station Delivery Valve to Conoco 12" | Valve | Gate
1004 | 541-TF | WDR-M147 | 006781 | 541-M147 | Local Delivery to Buckeye 20" (Marathon 2 Rivers) | Valve
1004 | 541-TF | WDR-M148 | 006782 | 541-M148 | Station Header Valve to I.P | Valve
1004 | 541-TF | WDR-M149 | 006783 | 541-M149 | Station Tankage Transfer Valve | Valve
1004 | 541-TF | WDR-M150 | 006784 | 541-M150 | Station Breakout Tank 439 Suction Valve to BP 10/11 | Valve | Gate
1004 | 541-TF | WDR-M151 | 006785 | 541-M151 | Station Breakout Tank 430 Suction Valve To BP 10/11 | Valve
1004 | 541-TF | WDR-M152 | 006786 | 541-M152 | Station Breakout Tank 431 Suction Valve to BP 10/11 | Valve
1004 | 541-TF | WDR-M153 | 006787 | 541-M153 | Station Breakout Tank 432 Suction Valve to BP 10/11 | Valve
1004 | 541-TF | WDR-M154 | 006788 | 541-M154 | Station Breakout Tank 433 Suction Valve to BP 10/11 | Valve
1004 | 541-TF | WDR-M155 | 006789 | 541-M155 | Station Breakout Tank 432 Fill Valve | Valve
1004 | 541-TF | WDR-M156 | 006790 | 541-M156 | Station Breakout Tank 471 Suction Valve to BP 10/11 | Valve
1004 | 541-TF | WDR-M157 | 006791 | 541-M157 | Station Breakout Tank 472 Suction Valve to BP 10/11 | Valve
1004 | 541-TF | WDR-M158 | 006792 | 541-M158 | Station Breakout Tank 473 Suction Valve to BP 10/11 | Valve
1004 | 541-TF | WDR-M159 | 006793 | 541-M159 | Station Breakout Tank 461 to BP 10/11 | Valve
1004 | 541-TF | WDR-M160 | 006794 | 541-M160 | Station Breakout Tank 462 Suction Valve to BP10/11 | Valve
1004 | 541-TF | WDR-M161 | 006795 | 541-M161 | Station 30 Series Breakout Tanks Manifold Seperation Valve | Valve
1004 | 541-TF | WDR-M164 | 006796 | 541-M164 | Station Breakout Tank 433 Fill Valve | Valve
1004 | 541-TF | WDR-M165 | 006797 | 541-M165 | Station Breakout Tank 433 Suction Valve to BP 5/6 | Valve
1004 | 541-TF | WDR-M166 | 006798 | 541-M166 | Station Breakout Tank 432 Suction Valve to BP 5/6 | Valve
1004 | 541-TF | WDR-M167 | 006799 | 541-M167 | Station Breakout Tank 421 Suction Valve to BP 10/11 | Valve
1004 | 541-TF | WDR-M168 | 006800 | 541-M168 | Station Breakout Tank 423 Suction Valve to BP 10/11 | Valve
1004 | 541-TF | WDR-M169 | 006801 | 541-M169 | Station Breakout Tank 424 Suction Valve to BP 10/11 | Valve
1004 | 541-TF | WDR-M170 | 006802 | 541-M170 | Station Breakout Tank 420 Suction Valve to BP 10/11 | Valve
1004 | 541-TF | WDR-M171 | 006803 | 541-M171 | Station Breakout Tank 422 Suction Valve to BP 10/11 | Valve
1004 | 541-TF | WDR-M172 | 006804 | 541-M172 | Station Breakout Tank 423 Fill Valve | Valve
1004 | 541-TF | WDR-M173 | 006805 | 541-M173 | Station Breakout Tank 424 Fill Valve | Valve
1004 | 541-TF | WDR-M174 | 006806 | 541-M174 | Station Breakout Tank 423 Suction Valve to BP 5/6 | Valve
1004 | 541-TF | WDR-M175 | 006807 | 541-M175 | Station 20 Series Breakout Tanks Manifold Seperation Valve | Valve
1004 | 541-TF | WDR-M176 | 006808 | 541-M176 | Station Breakout Tank 424 Suction Valve to BP 5/6 | Valve
1004 | 541-TF | WDR-M177 | 006809 | 541-M177 | Station 20 Series Manifold Suction Valve to BP 5/6 | Valve
1004 | 541-TF | WDR-M178 | 006810 | 541-M178 | Station 50/60 Series Suction Valve to BP 10/11 | Valve
1004 | 541-TF | WDR-M179 | 006811 | 541-M179 | Oil to BP 10/11 | Valve
1004 | 541-TF | WDR-M181 | 006812 | 541-M181 | Station 30 Series Manifold Suction Valve to BP 10/11 | Valve
1004 | 541-TF | WDR-M182 | 006813 | 541-M182 | Station 20 Series Manifold Suction Valve to BP 10/11 | Valve
1004 | 541-TF | WDR-M185 | 006814 | 541-M185 | Station 50/60s,70 series Breakout Tanks Manifold Seperation Valve | Valve | Gate
1004 | 541-TF | WDR-M187 | 006815 | 541-M187 | Station Breakout Tank 462 Suction Valve to BP 10/11 | Valve | Gate
1004 | 541-TF | WDR-M188 | 006816 | 541-M188 | Station Breakout Tank 462 Fill Valve | Valve | Gate
1004 | 541-TF | WDR-M189 | 006817 | 541-M189 | Station Manifold Valve to and From Conoco Phillips | Valve | Gate
1004 | 541-TF | WDR-M190 | 006818 | 541-M190 | Station Manifold Valve To and From Conoco Phillips | Valve | Gate
1004 | 541-TF | WDR-M198 | 006819 | 541-M198 | Station Manifold Valve To and From Clark | Valve | Gate
1004 | 541-TF | WDR-M199 | 006820 | 541-M199 | Station Manfold Valve Meter 31 To Clark | Valve | Gate
1004 | 541-TF | WDR-M200 | 006821 | 541-M200 | Station Fill Manifold Valve Upstream of Tankage Relief | Valve | Gate
1004 | 541-TF | WDR-M201 | 006822 | 541-M201 | Station Fill Manifold Downstream Tankage Relief Valve | Valve | Gate
1004 | 541-TF | WDR-P1 | 006823 | 541-P1 | Pump Unit 1 Check Valve Between S2310 and S2311 | Valve | Swing Check
1004 | 541-TF | WDR-P101 | 006824 | 541-P101 | BP Unit 5 Discharge Valve | Valve | Gate
1004 | 541-TF | WDR-P102 | 006825 | 541-P102 | BP Unit 6 Discharge Valve | Valve | Gate
1004 | 541-TF | WDR-P103 | 006826 | 541-P103 | BP Unit 5 Discharge Valve to Tankage Manifold | Valve | Gate
1004 | 541-TF | WDR-P104 | 006827 | 541-P104 | BP unit 6 Discharge Valve to Tankage Manifold | Valve | Gate
1004 | 541-TF | WDR-P190 | 006828 | 541-P190 | BP unit 11 Discharge Valve | Valve
1004 | 541-TF | WDR-P191 | 006829 | 541-P191 | BP unit 11 Discharge Valve to Tankage Manifold | Valve
1004 | 541-TF | WDR-P192 | 006830 | 541-P192 | BP Unit 10 Discharge Valve | Valve
1004 | 541-TF | WDR-P193 | 006831 | 541-P193 | BP Unit 10 Discharge Valve to Tankage Manifold | Valve
1004 | 541-TF | WDR-P195 | 006832 | 541-P195 | Pump Unit 10 Suction Valve | Valve
1004 | 541-TF | WDR-P196 | 006833 | 541-P196 | Pump Unit 11 Suction Valve | Valve
1004 | 541-TF | WDR-P3 | 006834 | 541-P3 | Pump Unit 3 Check Valve Between S2330 and S2331 | Valve | Swing Check
1004 | 541-TF | WDR-PIT-1601 | 006835 | 541-PIT-1601 | Station Pump Units 10 and 11 Suction Pressure Transmitter | Transmitter | Pressure
1004 | 541-TF | WDR-PIT-1602 | 006836 | 541-PIT-1602 | Station Puimp Unit 10 Discharge Pressure Transmitter | Transmitter | Pressure
1004 | 541-TF | WDR-PIT-1607 | 006837 | 541-PIT-1607 | Booster Pressure Transmitter X 194 Valve | Transmitter | Pressure
1004 | 541-TF | WDR-PIT-1612 | 006838 | 541-PIT-1612 | Station Pump Unit 11 Discharge Pressure Transmitter | Transmitter | Pressure
1004 | 541-TF | WDR-PIT-640 | 006839 | 541-PIT-640 | Buckeye/Shell/Clark Line Pressure Transmitter | Transmitter | Pressure
1004 | 541-TF | WDR-PIT-641 | 006840 | 541-PIT-641 | Conoco Phillips 12" Line Pressure Transmitter | Transmitter | Pressure
1004 | 541-TF | WDR-PIT-642 | 006841 | 541-PIT-642 | Conoco Phillips 24" line Pressure Transmitter | Transmitter | Pressure
1004 | 541-TF | WDR-PKSCN | 006842 | 541-PKSCN | Pakscan System | Process Controller | PID
1004 | 541-TF | WDR-PSH-608 | 006843 | 541-PSH-608 | Tankage Over Pressure Switch High | Switch | Pressure
1004 | 541-TF | WDR-PSH-612 | 006844 | 541-PSH-612 | Station Mainline Pump Unit 1 Case Pressure Switch High | Switch | Pressure
1004 | 541-TF | WDR-PSH-614 | 006845 | 541-PSH-614 | Unit #7 Case Pressure Switch | Switch | Pressure
1004 | 541-TF | WDR-PSH-619 | 006846 | 541-PSH-619 | 24" North Pressure Switch High | Switch | Pressure
1004 | 541-TF | WDR-PSH-620 | 006847 | 541-PSH-620 | Unit #7 High Pressure Switch | Switch | Pressure
1004 | 541-TF | WDR-PSHH-1606 | 006848 | 541-PSHH-1606 | X194 Pressure Switch High High | Switch | Pressure
1004 | 541-TF | WDR-PSHH-619 | 006849 | 541-PSHH-619 | 24" North Pressure Switch High High | Switch | Pressure
1004 | 541-TF | WDR-PSHH-620 | 006850 | 541-PSHH-620 | Unit #7 High High Pressure Switch | Switch | Pressure
1004 | 541-TF | WDR-PSL-604 | 006851 | 541-PSL-604 | 24" North Suction Pressure Switch Low | Switch | Pressure
1004 | 541-TF | WDR-PSL-607 | 006852 | 541-PSL-607 | 14" Suction Pressure Switch Low | Switch | Pressure
1004 | 541-TF | WDR-PSL-610 | 006853 | 541-PSL-610 | Unit #9 Suction Pressure Switch | Switch | Pressure
1004 | 541-TF | WDR-PSL-611 | 006854 | 541-PSL-611 | Station Mainline Pump Unit 1 Suction Pressure Switch Low | Switch | Pressure
1004 | 541-TF | WDR-PSL-613 | 006855 | 541-PSL-613 | Unit #7 Suction Pressure Switch | Switch | Pressure
1004 | 541-TF | WDR-PSV-1618 | 006856 | 541-PSV-1618 | Tankage Manifold Brodie | Valve | Surge Relief
1004 | 541-TF | WDR-PT-601 | 006857 | 541-PT-601 | 24" Mainline Incoming Pressure Transmitter | Transmitter | Pressure
1004 | 541-TF | WDR-PT-604 | 006858 | 541-PT-604 | Station Mainline Units Suction Pressure Transmitter | Transmitter | Pressure
1004 | 541-TF | WDR-PT-606 | 006859 | 541-PT-606 | St Louis 14" Delivery Meter 32/Suction Pressure Transmitter | Transmitter | Pressure
1004 | 541-TF | WDR-PT-607 | 006860 | 541-PT-607 | Station Tankage Meter 31 Pressure /Control Transmitter | Transmitter | Pressure
1004 | 541-TF | WDR-PT-608 | 006861 | 541-PT-608 | Station Tankage Over Pressure Transmitter After PCV-607 | Transmitter | Pressure
1004 | 541-TF | WDR-PT-609 | 006862 | 541-PT-609 | Station Delivery Marathon Discharge Pressure Transmitter | Transmitter | Pressure
1004 | 541-TF | WDR-PT-610 | 006863 | 541-PT-610 | Station Delivery Meter 30/Suction Transmitter | Transmitter | Pressure
1004 | 541-TF | WDR-PT-615 | 006864 | 541-PT-615 | Station Mainline 24" Case Pressure Tranmitter | Transmitter | Pressure
1004 | 541-TF | WDR-PT-616 | 006865 | 541-PT-616 | St Louis 14" Delivery Case Pressure Transmitter | Transmitter | Pressure
1004 | 541-TF | WDR-PT-619 | 006866 | 541-PT-619 | Station Mainline Discharge Pressure Transmitter | Transmitter | Pressure
1004 | 541-TF | WDR-PT-620 | 006867 | 541-PT-620 | St Louis 14" Delivery Discharge Pressure Transmitter | Transmitter | Pressure
1004 | 541-TF | WDR-PT-630 | 006868 | 541-PT-630 | Station 12" Delivery Line Discharge Pressure Transmitter | Transmitter | Pressure
1004 | 541-TF | WDR-PT-638 | 006869 | 541-PT-638 | Station Mainline Meter 38 Pressure Transmitter | Transmitter | Pressure
1004 | 541-TF | WDR-PU1-Pump | 006870 | 541-PU-1 | Station Pump Unit 1 | Pump | Horizontal-Centrifugal
1004 | 541-TF | WDR-PU3-Pump | 006871 | 541-PU-3 | Station Pump Unit 3 | Pump | Horizontal-Centrifugal
1004 | 541-TF | WDR-PU7-Pump | 006872 | 541-PU-7 | Station Pump Unit 7 | Pump | Horizontal-Centrifugal
1004 | 541-TF | WDR-PU9-Pump | 006873 | 541-PU-9 | Station Pump Unit 9 | Pump | Horizontal-Centrifugal
1004 | 541-TF | WDR-R101 | 006874 | 541-R101 | 24" Mainline Flow Relief Valve | Valve | Surge Relief
1004 | 541-TF | WDR-R102 | 006875 | 541-R102 | 24" Mainline Flow Relief Valve | Valve | Surge Relief
1004 | 541-TF | WDR-R103 | 006876 | 541-R103 | Station Transfer Pump Large Relief Valve | Valve | Surge Relief
1004 | 541-TF | WDR-S2301 | 006877 | 541-S2301 | 24" Receiver Block Valve | Valve | Gate
1004 | 541-TF | WDR-S2302 | 006878 | 541-S2302 | 24" Receiver Bypass Valve | Valve | Gate
1004 | 541-TF | WDR-S2303 | 006879 | 541-S2303 | 24" Receiver Outlet Valve | Valve | Gate
1004 | 541-TF | WDR-S2304 | 006880 | 541-S2304 | 24" Launcher Block Valve | Valve | Gate
1004 | 541-TF | WDR-S2305 | 006881 | 541-S2305 | 24" Launcher Inlet Valve | Valve | Gate
1004 | 541-TF | WDR-S2306 | 006882 | 541-S2306 | 24" Launcher Bypass Valve | Valve | Gate
1004 | 541-TF | WDR-S2307 | 006883 | 541-S2307 | 14" Launcher Block Valve | Valve | Gate
1004 | 541-TF | WDR-S2308 | 006884 | 541-S2308 | 14" Launcher Bypass Valve | Valve | Gate
1004 | 541-TF | WDR-S2309 | 006885 | 541-S2309 | 14" Launcher Inlet Valve | Valve | Gate
1004 | 541-TF | WDR-S2310 | 006886 | 541-S2310 | Pump Unit 1 Suction Valve | Valve | Gate
1004 | 541-TF | WDR-S2311 | 006887 | 541-S2311 | Pump Unit 1 Discharge Valve | Valve | Gate
1004 | 541-TF | WDR-S2330 | 006888 | 541-S2330 | Pump Unit 3 Suction Valve | Valve | Gate
1004 | 541-TF | WDR-S2331 | 006889 | 541-S2331 | Pump Unit 3 Discharge Valve | Valve | Gate
1004 | 541-TF | WDR-SP-101 Pump | 006890 | 541-SP-101 | Sump Pump | Pump | Vertical Can-Sump
1004 | 541-TF | WDR-T101 | 006891 | 541-T101 | Station Breakout Tank 439 Shell Valve | Valve | Gate
1004 | 541-TF | WDR-T102 | 006892 | 541-T102 | Station Breakout Tank 430 Shell Valve | Valve | Gate
1004 | 541-TF | WDR-T103 | 006893 | 541-T103 | Station Breakout Tank 431 Shell Valve | Valve | Gate
1004 | 541-TF | WDR-T104 | 006894 | 541-T104 | Station Breakout Tank 420 Shell Valve | Valve | Gate
1004 | 541-TF | WDR-T105 | 006895 | 541-T105 | Station Breakout Tank 421 Shell Valve | Valve | Gate
1004 | 541-TF | WDR-T106 | 006896 | 541-T106 | Station Breakout Tank 422 Shell Valve | Valve | Gate
1004 | 541-TF | WDR-T107 | 006897 | 541-T107 | Station Breakout Tank 471 Shell Valve | Valve | Gate
1004 | 541-TF | WDR-T108 | 006898 | 541-T108 | Station Breakout Tank 472 Shell Valve | Valve | Gate
1004 | 541-TF | WDR-T109 | 006899 | 541-T109 | Station Breakout Tank 473 Shell Valve | Valve | Gate
1004 | 541-TF | WDR-T110 | 006900 | 541-T110 | Station Breakout Tank 461 Shell Valve | Valve | Gate
1004 | 541-TF | WDR-T111 | 006901 | 541-T111 | Station Breakout Tank 452 Shell Valve | Valve | Gate
1004 | 541-TF | WDR-T112 | 006902 | 541-T112 | Station Breakout Tank 452 Shell Valve | Valve | Gate
1004 | 541-TF | WDR-T113 | 006903 | 541-T113 | Station Breakout Tank 490 Shell Valv e | Valve | Gate
1004 | 541-TF | WDR-T150 | 006904 | 541-T150 | Station Breakout Tank 423 Shell Valve | Valve | Gate
1004 | 541-TF | WDR-T151 | 006905 | 541-T151 | Station Breakout Tank Shell Valve | Valve | Gate
1004 | 541-TF | WDR-T152 | 006906 | 541-T152 | Station Breakout Tank Shell Valve | Valve | Gate
1004 | 541-TF | WDR-T153 | 006907 | 541-T153 | Station Breakout Tank 433 Shell Valve | Valve | Gate
1004 | 541-TF | WDR-T154 | 006908 | 541-T154 | Station Breakout Tank 462 Shell Valve | Valve | Gate
1004 | 541-TF | WDR-TK-H2O | 006909 | 541-TK-H2O | Wood River Water Tank | Tank | Water
1004 | 541-TF | WDR-TP-101 | 006910 | 541-TP-101 | Transfer Pump | Pump | Positive Displacement
1004 | 541-TF | WDR-TRV-101 | 006911 | 541-TRV-101 | Station Receiving Barrel Thermal Relief | Thermal Relief
1004 | 541-TF | WDR-TRV-102 | 006912 | 541-TRV-102 | Station 10" Meter Piping Thermal Relief | Thermal Relief
1004 | 541-TF | WDR-TRV-103 | 006913 | 541-TRV-103 | Station 10" Meter Piping Tjermal Relief | Thermal Relief
1004 | 541-TF | WDR-TRV-104 | 006914 | 541-TRV-104 | Station 16" Meter Piping Thermal Relief | Thermal Relief
1004 | 541-TF | WDR-TRV-105 | 006915 | 541-TRV-105 | Station Mainline Control Valve Thermal Relief | Thermal Relief
1004 | 541-TF | WDR-TRV-106 | 006916 | 541-TRV-106 | St. Louis Delivery Control Valve Thermal Relief | Thermal Relief
1004 | 541-TF | WDR-TRV-107 | 006917 | 541-TRV-107 | Local Delivery Control Valve Thermal Relief | Thermal Relief
1004 | 541-TF | WDR-TRV-108 | 006918 | 541-TRV-108 | Terminal Control Valve Thermal Relief | Thermal Relief
1004 | 541-TF | WDR-TRV-109 | 006919 | 541-TRV-109 | Mainline Launching Barrel Thermal Relief | Thermal Relief
1004 | 541-TF | WDR-TRV-110 | 006920 | 541-TRV-110 | St Louis Delivery Launching Barrel Thermal Relief | Thermal Relief
1004 | 541-TF | WDR-TRV-111 | 006921 | 541-TRV-111 | Local Delivery Header Thermal Relief | Thermal Relief
1004 | 541-TF | WDR-TRV-112 | 006922 | 541-TRV-112 | Transfer Pump Thermal Relief | Thermal Relief
1004 | 541-TF | WDR-TRV-113 | 006923 | 541-TRV-113 | Delivery Pump Unit D-3 Thermal Relief | Thermal Relief
1004 | 541-TF | WDR-TRV-114 | 006924 | 541-TRV-114 | 18" Prover Loop Thermal Relief | Thermal Relief
1004 | 541-TF | WDR-TRV-115 | 006925 | 541-TRV-115 | 30" Prover Loop Thermal Relief | Thermal Relief
1004 | 541-TF | WDR-TRV-116 | 006926 | 541-TRV-116 | Station Meter 31 Piping Thermal Relief | Thermal Relief
1004 | 541-TF | WDR-TRV-117 | 006927 | 541-TRV-117 | Station Delivery Pump Unit 9 Thermal Relief | Thermal Relief
1004 | 541-TF | WDR-TRV-118 | 006928 | 541-TRV-118 | Station Mainline Pump Unit 3 Thermal Relief | Thermal Relief
1004 | 541-TF | WDR-TRV-119 | 006929 | 541-TRV-119 | Station Pump Unit 1 Thermal Relief | Thermal Relief
1004 | 541-TF | WDR-TRV-120 | 006930 | 541-TRV-120 | General Valve Bonnet Thermal Relief | Thermal Relief
1004 | 541-TF | WDR-TRV-121 | 006931 | 541-TRV-121 | General Valve Bonnet Thermal Relief | Thermal Relief
1004 | 541-TF | WDR-TRV-122 | 006932 | 541-TRV-122 | General Valve Bonnet Thermal Relief | Thermal Relief
1004 | 541-TF | WDR-TRV-123 | 006933 | 541-TRV-123 | General VAlve Bonnet Thermal Relief | Thermal Relief
1004 | 541-TF | WDR-TRV-124 | 006934 | 541-TRV-124 | General Valve Bonnet Thermal Relief | Thermal Relief
1004 | 541-TF | WDR-TRV-125 | 006935 | 541-TRV-125 | General Valve Bonnet Thermal Relief | Thermal Relief
1004 | 541-TF | WDR-TRV-138 | 006936 | 541-TRV-138 | Booster Pump Barrel Suction Thermal Relief | Thermal Relief
1004 | 541-TF | WDR-TRV-139 | 006937 | 541-TRV-139 | Booster Pump Barrel Suction Thermal Relief | Thermal Relief
1004 | 541-TF | WDR-TRV-140 | 006938 | 541-TRV-140 | Booster Pump Discharge Piping Thermal Relief | Thermal Relief
1004 | 541-TF | WDR-TRV-141 | 006939 | 541-TRV-141 | Booster Pump Discharge Piping Thermal Relief | Thermal Relief
1004 | 541-TF | WDR-TRV-142 | 006940 | 541-TRV-142 | Lead Free Header Thermal Relief | Thermal Relief
1004 | 541-TF | WDR-TRV-143 | 006941 | 541-TRV-143 | Lead Free Fill Header Thermal Relief | Thermal Relief
1004 | 541-TF | WDR-TRV-144 | 006942 | 541-TRV-144 | Kerosene Header Thermal Relief | Thermal Relief
1004 | 541-TF | WDR-TRV-145 | 006943 | 541-TRV-145 | Kerosene Fill Header Thermal Relief | Thermal Relief
1004 | 541-TF | WDR-TRV-148 | 006944 | 541-TRV-148 | House Brand Header Thermal Relief | Thermal Relief
1004 | 541-TF | WDR-TRV-149 | 006945 | 541-TRV-149 | House Brand Fill Header Thermal Relief | Thermal Relief
1004 | 541-TF | WDR-TRV-150 | 006946 | 541-TRV-150 | Premium Header Thermal Relief | Thermal Relief
1004 | 541-TF | WDR-TRV-151 | 006947 | 541-TRV-151 | Premium Fill Header Thermal Relief | Thermal Relief
1004 | 541-TF | WDR-TRV-152 | 006948 | 541-TRV-152 | Local Delivery To Marathon Thermal Relief | Thermal Relief
1004 | 541-TF | WDR-TRV-153 | 006949 | 541-TRV-153 | Local Delivery to St Louis Thermal Relief | Thermal Relief
1004 | 541-TF | WDR-TRV-154 | 006950 | 541-TRV-154 | Fill Manifold to Tankage, Downstream of CV Thermal Relief | Thermal Relief
1004 | 541-TF | WDR-TRV-1603 | 006951 | 541-TRV-1603 | Booster Pump Unit 10 Suction Line Thermal Relief | Thermal Relief
1004 | 541-TF | WDR-TRV-1604 | 006952 | 541-TRV-1604 | Booster Pump Units 10 & 11 Discharge Header Thermal Relief | Thermal Relief
1004 | 541-TF | WDR-TRV-1613 | 006953 | 541-TRV-1613 | Booster Pump Unit 11 Suction Line Thermal Relief | Thermal Relief
1004 | 541-TF | WDR-TRV-1614 | 006954 | 541-TRV-1614 | 20" Premium Header Thermal Relief | Thermal Relief
1004 | 541-TF | WDR-TRV-1615 | 006955 | 541-TRV-1615 | 20" House Brand Header Thermal Relief | Thermal Relief
1004 | 541-TF | WDR-TRV-1616 | 006956 | 541-TRV-1616 | 20" Fuel Oil Header Thermal Relief | Thermal Relief
1004 | 541-TF | WDR-TRV-1617 | 006957 | 541-TRV-1617 | 24" Fuel Oil Header Thermal Relief | Thermal Relief
1004 | 541-TF | WDR-TRV-1618 | 006958 | 541-TRV-1618 | COP Loop Thermal Relief | Thermal Relief
1004 | 541-TF | WDR-TRV-1619 | 006959 | 541-TRV-1619 | X115 General Valve Body Thermal Relief | Temperature Element
1004 | 541-TF | WDR-TRV-1620 | 006960 | 541-TRV-1620 | X116 General Valve Body Thermal Relief | Thermal Relief
1004 | 541-TF | WDR-TRV-1621 | 006961 | 541-TRV-1621 | M189 General Valve Body Thermal Relief | Thermal Relief
1004 | 541-TF | WDR-TT-730 | 006962 | 541-TT-730 | Station Delivery Meter 30 Temperature Transmitter | Transmitter | Temperature
1004 | 541-TF | WDR-TT-731 | 006963 | 541-TT-731 | Station Tankage Meter 31 Temperature Transmitter | Transmitter | Temperature
1004 | 541-TF | WDR-TT-732 | 006964 | 541-TT-732 | Station Meter 32 Temperature Transmitter | Transmitter | Temperature
1004 | 541-TF | WDR-TT-738 | 006965 | 541-TT-738 | Station Mainline Meter 38 Temperature Transmitter | Transmitter | Temperature
1004 | 541-TF | WDR-VT-105 | 006966 | 541-VT-105 | Pump Unit 1 Vibration Transmitter | Transmitter | Vibration
1004 | 541-TF | WDR-VT-106 | 006967 | 541-VT-106 | PU-7 Vibration Transmitter | Transmitter | Vibration
1004 | 541-TF | WDR-X101 | 006968 | 541-X101 | Station Valve | Valve | Gate
1004 | 541-TF | WDR-X103 | 006969 | 541-X103 | Valve from Unit #5 to Meter 30 | Valve | Gate
1004 | 541-TF | WDR-X104 | 006970 | 541-X104 | Valve from Marathon 20" to Mainline North | Valve | Gate
1004 | 541-TF | WDR-X106 | 006971 | 541-X106 | Meter Run Valve Upstream of Meter 32 | Valve | Gate
1004 | 541-TF | WDR-X107 | 006972 | 541-X107 | Meter Run Crossover Valve Between Meter 30 and Meter 32 | Valve | Gate
1004 | 541-TF | WDR-X108 | 006973 | 541-X108 | Meter Run Valve Upstream of Meter 32 | Valve | Gate
1004 | 541-TF | WDR-X109 | 006974 | 541-X109 | Meter Run Valve Upstream Of Meter 32 | Valve | Gate
1004 | 541-TF | WDR-X110 | 006975 | 541-X110 | Valve from Mainline to Tankage | Valve | Gate
1004 | 541-TF | WDR-X111 | 006976 | 541-X111 | Valve from COP 20" to Mainline Meter 38 | Valve | Gate
1004 | 541-TF | WDR-X112 | 006977 | 541-X112 | Valve from Marathon 20" Line to 16" Relief/Tmx Line | Valve | Plug
1004 | 541-TF | WDR-X113 | 006978 | 541-X113 | Valve from 20" Marathon Line to Meter 32 | Valve | Gate
1004 | 541-TF | WDR-X115 | 006979 | 541-X115 | Valve from COP 20" to Meter 30 | Valve | Plug
1004 | 541-TF | WDR-X116 | 006980 | 541-X116 | Valve from COP 20" to Meter 32 | Valve | Plug
1004 | 541-TF | WDR-X194 | 006981 | 541-X194 | Valve from Units 10/11 to Mainline North | Valve | Ball
1005 | 545-PS | DEC-2501 | 006982 | 545-2501 | Decatur Mainline Station Inlet Valve | Valve | Gate
1005 | 545-PS | DEC-2502 | 006983 | 545-2502 | Decatur Instation Block Valve | Valve | Gate
1005 | 545-PS | DEC-2504 | 006984 | 545-2504 | Decatur Primary Suction Valve | Valve | Gate
1005 | 545-PS | DEC-2505 | 006985 | 545-2505 | Decatur Primary Discharge Valve | Valve | Gate
1005 | 545-PS | DEC-2506 | 006986 | 545-2506 | Decatur Alternate Suction Valve | Valve | Gate
1005 | 545-PS | DEC-2510 | 006987 | 545-2510 | PU1 Suction Valve | Valve | Gate
1005 | 545-PS | DEC-2511 | 006988 | 545-2511 | PU1 Discharge Valve | Valve | Gate
1005 | 545-PS | DEC-2530 | 006989 | 545-2530 | PU3 Suction Valve | Valve
1005 | 545-PS | DEC-2531 | 006990 | 545-2531 | PU3 Discharge Valve | Valve | Gate
1005 | 545-PS | DEC-A1 | 006991 | 545-A1 | Missing | Valve
1005 | 545-PS | DEC-A10 | 006992 | 545-A10 | Missing | Valve
1005 | 545-PS | DEC-A11 | 006993 | 545-A11 | Missing | Valve
1005 | 545-PS | DEC-A2 | 006994 | 545-A2 | Missing | Valve
1005 | 545-PS | DEC-A3 | 006995 | 545-A3 | Missing | Valve
1005 | 545-PS | DEC-A4 | 006996 | 545-A4 | Missing | Valve
1005 | 545-PS | DEC-A5 | 006997 | 545-A5 | Missing | Valve
1005 | 545-PS | DEC-A6 | 006998 | 545-A6 | Missing | Valve
1005 | 545-PS | DEC-A7 | 006999 | 545-A7 | Missing | Valve
1005 | 545-PS | DEC-A8 | 007000 | 545-A8 | Missing | Valve
1005 | 545-PS | DEC-A9 | 007001 | 545-A9 | Missing | Valve
1005 | 545-PS | DEC-BP1 | 007002 | 545-BP1 | Check Valve | Valve
1005 | 545-PS | DEC-BP2 | 007003 | 545-BP2 | Check Valve | Valve
1005 | 545-PS | DEC-C1 | 007004 | 545-C1 | Check Valve | Valve
1005 | 545-PS | DEC-C2 | 007005 | 545-C2 | Check Valve | Valve
1005 | 545-PS | DEC-C3 | 007006 | 545-C3 | Check Valve | Valve
1005 | 545-PS | DEC-CV | 007007 | 545-CV | Control Valve | Valve
1005 | 545-PS | DEC-DRA | 007008 | 545-DRA | DRA Injection System | DRA Injection System
1005 | 545-PS | DEC-FL-1 | 007009 | 545-FL-1 | Lights | Floodlight
1005 | 545-PS | DEC-FL-2 | 007010 | 545-FL-2 | Lights | Floodlight
1005 | 545-PS | DEC-FL-3 | 007011 | 545-FL-3 | Lights | Floodlight
1005 | 545-PS | DEC-FL-4 | 007012 | 545-FL-4 | Lights | Floodlight
1005 | 545-PS | DEC-FL-5 | 007013 | 545-FL-5 | Lights | Floodlight
1005 | 545-PS | DEC-FL-6 | 007014 | 545-FL-6 | Lights | Floodlight
1005 | 545-PS | DEC-Generic | 007015 | 545-Generic | Generic Equipment | Generic
1005 | 545-PS | DEC-2507 | 007016 | 545-HO2507 | Decatur Alternate Discharge Valve | Valve | Gate
1005 | 545-PS | DEC-HP-101 | 007017 | 545-HP-101 | Hydraulic Pump | Pump | Variable Volume
1005 | 545-PS | DEC-HP-102 | 007018 | 545-HP-102 | Hydraulic Pump | Pump | Variable Volume
1005 | 545-PS | DEC-LSH-501 | 007019 | 545-LSH-501 | Station Transmix Tank Level Switch High | Switch | Level
1005 | 545-PS | DEC-LSH-504 | 007020 | 545-LSH-504 | Decatur Unit 1 Seal Fail Float Switch | Switch | Level
1005 | 545-PS | DEC-LSH-505 | 007021 | 545-LSH-505 | Decatur Unit 3 Seal Fail Float Switch | Switch | Level
1005 | 545-PS | DEC-LSH-530 | 007022 | 545-LSH-530 | Pump Unit 3 Seal Pot Level Switch High | Switch | Level
1005 | 545-PS | DEC-LSHH-502 | 007023 | 545-LSHH-502 | Decatur HiHi Sump Tank Switch | Switch | Level
1005 | 545-PS | DEC-LSHL-504 | 007024 | 545-LSHL-504 | Decatur Transmix Hi Level Switch | Switch | Level
1005 | 545-PS | DEC-LSL-501 | 007025 | 545-LSL-501 | Decatur Transmix Low Level Switch | Switch | Level
1005 | 545-PS | DEC-LS-V-1 | 007026 | 545-LS-V-1 | Seal Fail | Switch | Level
1005 | 545-PS | DEC-LT-501 | 007027 | 545-LT-501 | Decatur Transmix Tank Level Transmitter | Transmitter | Level
1005 | 545-PS | DEC-LT-503 | 007028 | 545-LT-503 | Decatur Sump Tank Level Transmitter | Transmitter | Level
1005 | 545-PS | DEC-P1 | 007029 | 545-P1 | Check Valve | Valve
1005 | 545-PS | DEC-P2 | 007030 | 545-P2 | Check Valve | Valve
1005 | 545-PS | DEC-P3 | 007031 | 545-P3 | Check Valve | Valve
1005 | 545-PS | DEC-PIC-601 | 007032 | 545-PIC-601 | Station Suction pressure controller | Process Controller | PID
1005 | 545-PS | DEC-PIC-607 | 007033 | 545-PIC-607 | Staion discharge pressure controller | Process Controller | PID
1005 | 545-PS | DEC-PR-601 | 007034 | 545-PR-601 | Station Suction pressure Recorder | Chart Recorder
1005 | 545-PS | DEC-PR-605 | 007035 | 545-PR-605 | Station case Pressure Recorder | Chart Recorder
1005 | 545-PS | DEC-PR-607 | 007036 | 545-PR-607 | Station discharge pressure recorder | Chart Recorder
1005 | 545-PS | DEC-PSH-601A | 007037 | 545-PSH-601A | Station Block Pressure switch | Switch | Pressure
1005 | 545-PS | DEC-PSH-602 | 007038 | 545-PSH-602 | Decatur Transfer Pump Hi Discharge Switch | Switch | Pressure
1005 | 545-PS | DEC-PSH-605 | 007039 | 545-PSH-605 | Decatur Unit 1 Discharge Switch | Switch | Pressure
1005 | 545-PS | DEC-PSH-607 | 007040 | 545-PSH-607 | Decatur Unit 3 Discharge Switch | Switch | Pressure
1005 | 545-PS | DEC-PSH-611 | 007041 | 545-PSH-611 | Decatur Station Hi Discharge Switch | Switch | Pressure
1005 | 545-PS | DEC-PSH-614 | 007042 | 545-PSH-614 | Unit #1 Discharge pressure switch | Switch | Pressure
1005 | 545-PS | DEC-PSH-634 | 007043 | 545-PSH-634 | Pump Unit 3 Case Pressure Switch High | Switch | Pressure
1005 | 545-PS | DEC-PSHH-607 | 007044 | 545-PSHH-607 | High High Pressure Switch | Switch | Pressure
1005 | 545-PS | DEC-PSHH-611 | 007045 | 545-PSHH-611 | Decatur Station HiHi Discharge Switch | Switch | Pressure
1005 | 545-PS | DEC-PSL-601 | 007046 | 545-PSL-601 | Decatur Station Low Suction Switch | Switch | Pressure
1005 | 545-PS | DEC-PSL-604 | 007047 | 545-PSL-604 | Decatur Unit 1 Suction Switch | Switch | Pressure
1005 | 545-PS | DEC-PSL-606 | 007048 | 545-PSL-606 | Decatur Unit 3 Suction Switch | Switch | Pressure
1005 | 545-PS | DEC-PSL-608 | 007049 | 545-PSL-608 | All units start | Switch | Pressure
1005 | 545-PS | DEC-PSL-609 | 007050 | 545-PSL-609 | Hydraulic one unit start | Switch | Pressure
1005 | 545-PS | DEC-PSL-613 | 007051 | 545-PSL-613 | Unit #1 Suction pressure switch | Switch | Pressure
1005 | 545-PS | DEC-PSL-633 | 007052 | 545-PSL-633 | Pump Unit 3 Suction Pressure Switch Low | Switch | Pressure
1005 | 545-PS | DEC-PSLL-610 | 007053 | 545-PSLL-610 | Excessively low hydralic Pressure | Switch | Pressure
1005 | 545-PS | DEC-PT-601 | 007054 | 545-PT-601 | Decatur Station Suction Transmitter | Transmitter | Pressure
1005 | 545-PS | DEC-PT-605 | 007055 | 545-PT-605 | Station Case Pressure Transmitter | Transmitter | Pressure
1005 | 545-PS | DEC-PT-607 | 007056 | 545-PT-607 | Staion discharge pressure transmitter | Transmitter | Pressure
1005 | 545-PS | DEC-PT-608 | 007057 | 545-PT-608 | Decatur Station Case Transmitter | Transmitter | Pressure
1005 | 545-PS | DEC-PT-611 | 007058 | 545-PT-611 | Decatur Station Discharge Transmitter | Transmitter | Pressure
1005 | 545-PS | DEC-PU1-Pump | 007059 | 545-PU-1 | Unit #1 | Pump | Horizontal-Centrifugal
1005 | 545-PS | DEC-PU2-Pump | 007060 | 545-PU-2 | Unit #1 | Pump | Horizontal-Centrifugal
1005 | 545-PS | DEC-PU3-Pump | 007061 | 545-PU3 | Unit #3 | Pump | Horizontal-Centrifugal
1005 | 545-PS | DEC-SD1 | 007062 | 545-SD1 | Check Valve | Valve
1005 | 545-PS | DEC-SP-101 Pump | 007063 | 545-SP-101 | Sump Pump | Pump | Vertical Can-Sump
1005 | 545-PS | DEC-STR-101 | 007064 | 545-STR-101 | Station Strainer | Strainer
1005 | 545-PS | DEC-TP-101 | 007065 | 545-TP-101 | Transfer Pump | Pump | Positive Displacement
1005 | 545-PS | DEC-TR-101 | 007066 | 545-TR-101 | Station Mainline Unit Loop Thermal Relief | Thermal Relief
1005 | 545-PS | DEC-TR-102 | 007067 | 545-TR-102 | Station Discharge Thermal Relief | Thermal Relief
1005 | 545-PS | DEC-TR-103 | 007068 | 545-TR-103 | Station Transfer Pump Thermal Relief | Thermal Relief
1005 | 545-PS | DEC-TR-104 | 007069 | 545-TR-104 | Pump Unit 1 Thermal Relief | Thermal Relief
1005 | 545-PS | DEC-TR-105 | 007070 | 545-TR-105 | Pump Unit 2 Thermal Relief | Thermal Relief
1005 | 545-PS | DEC-TR-106 | 007071 | 545-TR-106 | Pump Unit 3 Thermal Relief | Thermal Relief
1005 | 545-PS | DEC-U1 | 007072 | 545-U1 | fill valve | Valve
1005 | 545-PS | DEC-U10 | 007073 | 545-U10 | Drain valve | Valve
1005 | 545-PS | DEC-U11 | 007074 | 545-U11 | fill valve | Valve
1005 | 545-PS | DEC-U12 | 007075 | 545-U12 | Drain valve | Valve
1005 | 545-PS | DEC-U13 | 007076 | 545-U13 | Drain valve | Valve
1005 | 545-PS | DEC-U14 | 007077 | 545-U14 | Drain valve | Valve
1005 | 545-PS | DEC-U15 | 007078 | 545-U15 | Drain valve | Valve
1005 | 545-PS | DEC-U16 | 007079 | 545-U16 | Drain valve | Valve
1005 | 545-PS | DEC-U17 | 007080 | 545-U17 | Drain valve | Valve
1005 | 545-PS | DEC-U2 | 007081 | 545-U2 | Drain valve | Valve
1005 | 545-PS | DEC-U3 | 007082 | 545-U3 | Drain valve | Valve
1005 | 545-PS | DEC-U4 | 007083 | 545-U4 | Drain valve | Valve
1005 | 545-PS | DEC-U5 | 007084 | 545-U5 | fill valve | Valve
1005 | 545-PS | DEC-U6 | 007085 | 545-U6 | Drain valve | Valve
1005 | 545-PS | DEC-U7 | 007086 | 545-U7 | Drain valve | Valve
1005 | 545-PS | DEC-U8 | 007087 | 545-U8 | fill valve | Valve
1005 | 545-PS | DEC-U9 | 007088 | 545-U9 | Drain valve | Valve
1005 | 545-PS | DEC-VT-101 | 007089 | 545-VT-101 | Vibration | Transmitter | Vibration
1005 | 545-PS | DEC-VT-103 | 007090 | 545-VT-103 | Pump Unit 3 Vibration Transmitter | Transmitter | Vibration
1005 | 545-PS | DEC-ZS-301 | 007091 | 545-ZS-301 | Pig Sig 1 | Sphere Detector
1005 | 545-PS | DEC-ZS-302 | 007092 | 545-ZS-302 | Pig Sig 2 | Sphere Detector
1005 | 545-PS | DEC-ZS-303 | 007093 | 545-ZS-303 | Pig Sig 3 | Sphere Detector
1005 | 545-PS | DEC-ZS-304 | 007094 | 545-ZS-304 | Pig Sig 4 | Sphere Detector
1003 | 356-PS | VIN-1502 | 007095 | 549-1502 | Block Valve | Valve | Gate
1004 | 450-PS | GER-2102 | 007096 | 549-2102 | Block Valve | Valve | Gate
1005 | 549-PS | CHA-2701 | 007097 | 549-2701 | Chatsworth Mainline Station Inlet Valve | Valve | Gate
1005 | 549-PS | CHA-2702 | 007098 | 549-2702 | Chatsworth Instation Block Valve | Valve | Gate
1005 | 549-PS | CHA-2704 | 007099 | 549-2704 | Chatsworth Primary Suction Valve | Valve | Gate
1005 | 549-PS | CHA-2705 | 007100 | 549-2705 | Chatsworth Primary Discharge Valve | Valve | Gate
1005 | 549-PS | CHA-2706 | 007101 | 549-2706 | Chatsworth Alternate Suction Valve | Valve | Gate
1005 | 549-PS | CHA-2707 | 007102 | 549-2707 | Chatsworth Alternate Discharge Valve | Valve | Gate
1005 | 549-PS | CHA-2710 | 007103 | 549-2710 | Unit Valve | Valve
1005 | 549-PS | CHA-2711 | 007104 | 549-2711 | Unit Valve | Valve
1005 | 549-PS | CHA-2720 | 007105 | 549-2720 | Unit Valve | Valve
1005 | 549-PS | CHA-2721 | 007106 | 549-2721 | Unit Valve | Valve
1005 | 549-PS | CHA-2730 | 007107 | 549-2730 | Unit Valve | Valve
1005 | 549-PS | CHA-2731 | 007108 | 549-2731 | Unit Valve | Valve
1005 | 549-PS | CHA-A1 | 007109 | 549-A1 | Missing | Valve
1005 | 549-PS | CHA-A10 | 007110 | 549-A10 | Missing | Valve
1005 | 549-PS | CHA-A11 | 007111 | 549-A11 | Missing | Valve
1005 | 549-PS | CHA-A2 | 007112 | 549-A2 | Missing | Valve
1005 | 549-PS | CHA-A3 | 007113 | 549-A3 | Missing | Valve
1005 | 549-PS | CHA-A4 | 007114 | 549-A4 | Missing | Valve
1005 | 549-PS | CHA-A5 | 007115 | 549-A5 | Missing | Valve
1005 | 549-PS | CHA-A6 | 007116 | 549-A6 | Missing | Valve
1005 | 549-PS | CHA-A7 | 007117 | 549-A7 | Missing | Valve
1005 | 549-PS | CHA-A8 | 007118 | 549-A8 | Missing | Valve
1005 | 549-PS | CHA-A9 | 007119 | 549-A9 | Missing | Valve
1005 | 549-PS | CHA-BP1 | 007120 | 549-BP1 | Check Valve | Valve
1005 | 549-PS | CHA-BP2 | 007121 | 549-BP2 | Check Valve | Valve
1005 | 549-PS | CHA-C1 | 007122 | 549-C1 | Check Valve | Valve
1005 | 549-PS | CHA-C2 | 007123 | 549-C2 | Check Valve | Valve
1005 | 549-PS | CHA-C3 | 007124 | 549-C3 | Check Valve | Valve
1005 | 549-PS | CHA-CV | 007125 | 549-CV | Control Valve | Valve
1005 | 549-PS | CHA-DRA | 007126 | 549-DRA | DRA Injection System | DRA Injection System
1005 | 549-PS | CHA-FL-1 | 007127 | 549-FL-1 | Security Lights | Floodlight
1005 | 549-PS | CHA-FL-2 | 007128 | 549-FL-2 | Security Lights | Floodlight
1005 | 549-PS | CHA-FL-3 | 007129 | 549-FL-3 | Security Lights | Floodlight
1005 | 549-PS | CHA-FL-4 | 007130 | 549-FL-4 | Security Lights | Floodlight
1005 | 549-PS | CHA-FL-5 | 007131 | 549-FL-5 | Security Lights | Floodlight
1005 | 549-PS | CHA-FL-6 | 007132 | 549-FL-6 | Security Lights | Floodlight
1005 | 549-PS | CHA-Generic | 007133 | 549-Generic | Generic Equipment | Generic
1005 | 549-PS | CHA-HP-101 | 007134 | 549-HP-101 | Hydraulic Pump | Pump | Variable Volume
1005 | 549-PS | CHA-HP-102 | 007135 | 549-HP-102 | Hydraulic Pump | Pump | Variable Volume
1005 | 549-PS | CHA-LSH-501 | 007136 | 549-LSH-501 | Chatsworth Transmix Hi Level Switch | Switch | Level
1005 | 549-PS | CHA-LSH-510 | 007137 | 549-LSH-510 | Chatsworth Unit 1 Seal Fail Float Switch | Switch | Level
1005 | 549-PS | CHA-LSH-520 | 007138 | 549-LSH-520 | Chatsworth Unit 2 Seal Fail Float Switch | Switch | Level
1005 | 549-PS | CHA-LSH-530 | 007139 | 549-LSH-530 | Chatsworth Unit 3 Seal Fail Float Switch | Switch | Level
1005 | 549-PS | CHA-LSHH-502 | 007140 | 549-LSHH-502 | Chatsworth HiHi Sump Tank Switch | Switch | Level
1005 | 549-PS | CHA-LSL-501 | 007141 | 549-LSL-501 | Chatsworth Transmix Low Level Switch | Switch | Level
1005 | 549-PS | CHA-LS-V-1 | 007142 | 549-LS-V-1 | Seal Fail | Switch | Level
1005 | 549-PS | CHA-LT-501 | 007143 | 549-LT-501 | Chatsworth Transmix Tank Level Transmitter | Transmitter | Level
1005 | 549-PS | CHA-LT-502 | 007144 | 549-LT-502 | Station Sump Tank Level Transmitter | Transmitter | Level
1005 | 549-PS | CHA-LT-503 | 007145 | 549-LT-503 | Chatsworth Sump Tank Level Transmitter | Transmitter | Level
1005 | 549-PS | CHA-P1 | 007146 | 549-P1 | Check Valve For PU1 | Valve
1005 | 549-PS | CHA-P2 | 007147 | 549-P2 | Check Valve For PU2 | Valve
1005 | 549-PS | CHA-P3 | 007148 | 549-P3 | Check Valve For PU3 | Valve
1005 | 549-PS | CHA-PIC-601 | 007149 | 549-PIC-601 | Station Suction pressure controller | Process Controller | PID
1005 | 549-PS | CHA-PIC-607 | 007150 | 549-PIC-607 | Staion discharge pressure controller | Process Controller | PID
1005 | 549-PS | CHA-PR-601 | 007151 | 549-PR-601 | Station Suction pressure Recorder | Chart Recorder
1005 | 549-PS | CHA-PR-605 | 007152 | 549-PR-605 | Station case Pressure Recorder | Chart Recorder
1005 | 549-PS | CHA-PR-607 | 007153 | 549-PR-607 | Station discharge pressure recorder | Chart Recorder
1005 | 549-PS | CHA-PSH-601A | 007154 | 549-PSH-601A | Station Block Pressure switch | Switch | Pressure
1005 | 549-PS | CHA-PSH-602 | 007155 | 549-PSH-602 | Chatsworth Transfer Pump Hi Discharge Switch | Switch | Pressure
1005 | 549-PS | CHA-PSH-607 | 007156 | 549-PSH-607 | Chatsworth Station Hi Discharge Switch | Switch | Pressure
1005 | 549-PS | CHA-PSH-614 | 007157 | 549-PSH-614 | Chatsworth Unit 1 Discharge Switch | Switch | Pressure
1005 | 549-PS | CHA-PSH-624 | 007158 | 549-PSH-624 | Chatsworth Unit 2 Discharge Switch | Switch | Pressure
1005 | 549-PS | CHA-PSH-634 | 007159 | 549-PSH-634 | Chatsworth Unit 3 Discharge Switch | Switch | Pressure
1005 | 549-PS | CHA-PSHH-607 | 007160 | 549-PSHH-607 | Chatsworth Station HiHi Discharge Switch | Switch | Pressure
1005 | 549-PS | CHA-PSL-601 | 007161 | 549-PSL-601 | Chatsworth Station Low Suction Switch | Switch | Pressure
1005 | 549-PS | CHA-PSL-608 | 007162 | 549-PSL-608 | All units start | Switch | Pressure
1005 | 549-PS | CHA-PSL-609 | 007163 | 549-PSL-609 | Hydraulic one unit start | Switch | Pressure
1005 | 549-PS | CHA-PSL-613 | 007164 | 549-PSL-613 | Chatsworth Unit 1 Suction Switch | Switch | Pressure
1005 | 549-PS | CHA-PSL-623 | 007165 | 549-PSL-623 | Chatsworth Unit 2 Suction Switch | Switch | Pressure
1005 | 549-PS | CHA-PSL-633 | 007166 | 549-PSL-633 | Chatsworth Unit 3 Suction Switch | Switch | Pressure
1005 | 549-PS | CHA-PSLL-610 | 007167 | 549-PSLL-610 | Excessively low hydralic Pressure | Switch | Pressure
1005 | 549-PS | CHA-PT-601 | 007168 | 549-PT-601 | Chatsworth Station Suction Transmitter | Transmitter | Pressure
1005 | 549-PS | CHA-PT-605 | 007169 | 549-PT-605 | Station Case Pressure Transmitter | Transmitter | Pressure
1005 | 549-PS | CHA-PT-607 | 007170 | 549-PT-607 | Chatsworth Station Discharge Transmitter | Transmitter | Pressure
1005 | 549-PS | CHA-PT-608 | 007171 | 549-PT-608 | Chatsworth Station Case Transmitter | Transmitter | Pressure
1005 | 549-PS | CHA-PU1-Pump | 007172 | 549-PU-1 | Unit #1 | Pump | Horizontal-Centrifugal
1005 | 549-PS | CHA-PU2-Pump | 007173 | 549-PU-2 | Unit #2 | Pump | Horizontal-Centrifugal
1005 | 549-PS | CHA-PU3-Pump | 007174 | 549-PU-3 | Unit #3 | Pump | Horizontal-Centrifugal
1005 | 549-PS | CHA-SD1 | 007175 | 549-SD1 | Check Valve | Valve
1005 | 549-PS | CHA-SP-101 Pump | 007176 | 549-SP-101 | Sump Pump | Pump | Vertical Can-Sump
1005 | 549-PS | CHA-STR-101 | 007177 | 549-STR-101 | Station Strainer | Strainer
1005 | 549-PS | CHA-TP-101 | 007178 | 549-TP-101 | Transfer Pump | Pump | Positive Displacement
1005 | 549-PS | CHA-TR-101 | 007179 | 549-TR-101 | Station Mainline Unit Loop Thermal Relief | Thermal Relief
1005 | 549-PS | CHA-TR-102 | 007180 | 549-TR-102 | Station Discharge Thermal Relief | Thermal Relief
1005 | 549-PS | CHA-TR-103 | 007181 | 549-TR-103 | Station Transfer Pump Thermal Relief | Thermal Relief
1005 | 549-PS | CHA-TR-104 | 007182 | 549-TR-104 | Pump Unit 1 Thermal Relief | Thermal Relief
1005 | 549-PS | CHA-TR-105 | 007183 | 549-TR-105 | Pump Unit 2 Thermal Relief | Thermal Relief
1005 | 549-PS | CHA-TR-106 | 007184 | 549-TR-106 | Pump Unit 3 Thermal Relief | Thermal Relief
1005 | 549-PS | CHA-U1 | 007185 | 549-U1 | fill valve | Valve
1005 | 549-PS | CHA-U10 | 007186 | 549-U10 | Drain valve | Valve
1005 | 549-PS | CHA-U11 | 007187 | 549-U11 | fill valve | Valve
1005 | 549-PS | CHA-U12 | 007188 | 549-U12 | Drain valve | Valve
1005 | 549-PS | CHA-U13 | 007189 | 549-U13 | Drain valve | Valve
1005 | 549-PS | CHA-U14 | 007190 | 549-U14 | Drain valve | Valve
1005 | 549-PS | CHA-U15 | 007191 | 549-U15 | Drain valve | Valve
1005 | 549-PS | CHA-U16 | 007192 | 549-U16 | Drain valve | Valve
1005 | 549-PS | CHA-U17 | 007193 | 549-U17 | Drain valve | Valve
1005 | 549-PS | CHA-U2 | 007194 | 549-U2 | Drain valve | Valve
1005 | 549-PS | CHA-U3 | 007195 | 549-U3 | Drain valve | Valve
1005 | 549-PS | CHA-U4 | 007196 | 549-U4 | Drain valve | Valve
1005 | 549-PS | CHA-U5 | 007197 | 549-U5 | fill valve | Valve
1005 | 549-PS | CHA-U6 | 007198 | 549-U6 | Drain valve | Valve
1005 | 549-PS | CHA-U7 | 007199 | 549-U7 | Drain valve | Valve
1005 | 549-PS | CHA-U8 | 007200 | 549-U8 | fill valve | Valve
1005 | 549-PS | CHA-U9 | 007201 | 549-U9 | Drain valve | Valve
1005 | 549-PS | CHA-VT-101 | 007202 | 549-VT-101 | Vibration | Transmitter | Vibration
1005 | 549-PS | CHA-VT-102 | 007203 | 549-VT-102 | Pump Unit 2 Vibration Transmitter | Transmitter | Vibration
1005 | 549-PS | CHA-VT-103 | 007204 | 549-VT-103 | Pump Unit 3 Vibration Transmitter | Transmitter | Vibration
1005 | 549-PS | CHA-ZS-301 | 007205 | 549-ZS-301 | Pig Sig 1 | Sphere Detector
1005 | 549-PS | CHA-ZS-302 | 007206 | 549-ZS-302 | Pig Sig 2 | Sphere Detector
1005 | 549-PS | CHA-ZS-303 | 007207 | 549-ZS-303 | Pig Sig 3 | Sphere Detector
1005 | 549-PS | CHA-ZS-304 | 007208 | 549-ZS-304 | Pig Sig 4 | Sphere Detector
1004 | 572-MS | ESL-AE-45-1 | 007209 | 572-AE-45-1 | Vapor | Transmitter | Hazardous Atmosphere
1004 | 572-MS | ESL-AE-45-2 | 007210 | 572-AE-45-2 | Vapor | Transmitter | Hazardous Atmosphere
1004 | 572-MS | ESL-AE-45-3 | 007211 | 572-AE-45-3 | Vapor | Transmitter | Hazardous Atmosphere
1004 | 572-MS | ESL-AE-45-4 | 007212 | 572-AE-45-4 | Vapor | Transmitter | Hazardous Atmosphere
1004 | 572-MS | ESL-DT-301 | 007213 | 572-DT-301 | Density | Transmitter | Density
1004 | 572-MS | ESL-FL-1 | 007214 | 572-FL-1 | Light | Floodlight
1004 | 572-MS | ESL-Generic | 007215 | 572-Generic | Generic Equipment | Generic
1004 | 572-MS | ESL-LSH-502 | 007216 | 572-LSH-502 | Sump pump | Switch | Level
1004 | 572-MS | ESL-LSHH-501 | 007217 | 572-LSHH-501 | Sump high - high | Switch | Level
1004 | 572-MS | ESL-LSL-502 | 007218 | 572-LSL-502 | Sump pump | Switch | Level
1004 | 572-MS | ESL-PIC-604A | 007219 | 572-PIC-604A | Meter Pressure | Process Controller | PID
1004 | 572-MS | ESL-PIC-604B | 007220 | 572-PIC-604B | Meter Back Pressure | Process Controller | PID
1004 | 572-MS | ESL-PIC-605 | 007221 | 572-PIC-605 | Mainlineback pressure | Process Controller | PID
1004 | 572-MS | ESL-PR-604 | 007222 | 572-PR-604 | Meter Pressure | Chart Recorder
1004 | 572-MS | ESL-PR-605 | 007223 | 572-PR-605 | Mainline back pressure | Chart Recorder
1004 | 572-MS | ESL-PSH-603 | 007224 | 572-PSH-603 | Station Protective Devices | Switch | Pressure
1004 | 572-MS | ESL-PT-604 | 007225 | 572-PT-604 | Meter Pressure | Transmitter | Pressure
1004 | 572-MS | ESL-PT-605 | 007226 | 572-PT-605 | Mainline back pressure | Transmitter | Pressure
1004 | 572-MS | ESL-SP-101 Pump | 007227 | 572-SP-101 | Sump Pump | Pump | Vertical Can-Sump
1004 | 572-MS | ESL-TR-101 | 007228 | 572-TR-101 | Meter Piping | Thermal Relief
1004 | 572-MS | ESL-TR-102 | 007229 | 572-TR-102 | Delivery Maniufold | Thermal Relief
1004 | 572-MS | ESL-TR-103 | 007230 | 572-TR-103 | General valve bonnet BP102 | Thermal Relief
1004 | 572-MS | ESL-TR-104 | 007231 | 572-TR-104 | General valve bonnet B103 | Thermal Relief
1004 | 572-MS | ESL-TR-105 | 007232 | 572-TR-105 | General valve bonnet B104 | Thermal Relief
1004 | 572-MS | ESL-TR-106 | 007233 | 572-TR-106 | General valve bonnet B105 | Thermal Relief
1004 | 572-MS | ESL-TR-107 | 007234 | 572-TR-107 | General valve bonnet B106 | Thermal Relief
1004 | 572-MS | ESL-TR-108 | 007235 | 572-TR-108 | General valve bonnet B107 | Thermal Relief
1004 | 572-MS | ESL-TR-109 | 007236 | 572-TR-109 | General valve bonnet B108 | Thermal Relief
1004 | 572-MS | ESL-TR-701 | 007237 | 572-TR-701 | Temperature | Chart Recorder
1004 | 572-MS | ESL-TT-701 | 007238 | 572-TT-701 | Temperature | Transmitter | Temperature
1005 | 573-PS | PEO-Generic | 007239 | 573-Generic | Generic Equipment | Generic
1005 | 641-TF | HMD-BP101 | 007240 | 641-BP101 | Meter 50 Prover Bypass Valve | Valve
1005 | 641-TF | HMD-BP102 | 007241 | 641-BP102 | Meter 54 Prover Bypass Valve | Valve
1005 | 641-TF | HMD-BP103 | 007242 | 641-BP103 | Meter 50 Prover Inlet Valve | Valve
1005 | 641-TF | HMD-BP104 | 007243 | 641-BP104 | Meter 52 Prover Bypass Valve | Valve
1005 | 641-TF | HMD-BP105 | 007244 | 641-BP105 | Meter 52 Prover Inlet Valve | Valve
1005 | 641-TF | HMD-BP107 | 007245 | 641-BP107 | Station Bypass Valve to Meter 58 | Valve
1005 | 641-TF | HMD-BP109 | 007246 | 641-BP109 | Meter 54 Prover Inlet Valve | Valve
1005 | 641-TF | HMD-BP110 | 007247 | 641-BP110 | Meter 50 Prover Outlet Valve | Valve
1005 | 641-TF | HMD-BP111 | 007248 | 641-BP111 | Meter 54 Prover Outlet Valve | Valve
1005 | 641-TF | HMD-BP114 | 007249 | 641-BP114 | Meter 58 Prover Inlet Valve | Valve
1005 | 641-TF | HMD-BP115 | 007250 | 641-BP115 | Meter 58 Prover Outlet Valve | Valve
1005 | 641-TF | HMD-BP116 | 007251 | 641-BP116 | Meter 58 Prover Bypass Valve | Valve
1005 | 641-TF | HMD-C101 | 007252 | 641-C101 | Check Valve at Suction Side of M-130 | Valve
1005 | 641-TF | HMD-C107 | 007253 | 641-C107 | to M-102 | Valve
1005 | 641-TF | HMD-C112 | 007254 | 641-C112 | to M-120 | Valve
1005 | 641-TF | HMD-C114 | 007255 | 641-C114 | Check Valve at Discharge Side of M-122 | Valve
1005 | 641-TF | HMD-C115 | 007256 | 641-C115 | Check Valve at Discharge Side of M-121 | Valve
1005 | 641-TF | HMD-C116 | 007257 | 641-C116 | Check Valve at Discharge Side of M-120 | Valve
1005 | 641-TF | HMD-C117 | 007258 | 641-C117 | Check Valve at Discharge Side of M-102 | Valve
1005 | 641-TF | HMD-C118 | 007259 | 641-C118 | Check Valve at Discharge Side of M-101 | Valve
1005 | 641-TF | HMD-C119 | 007260 | 641-C119 | Check Valve at Discharge Side of M-119 | Valve
1005 | 641-TF | HMD-C120 | 007261 | 641-C120 | Check Valve at Suction Side of M-118 | Valve
1005 | 641-TF | HMD-C121 | 007262 | 641-C121 | Check Valve at Suction Side of M-123 | Valve
1005 | 641-TF | HMD-C122 | 007263 | 641-C122 | Check Valve at Suction Side of M-124 | Valve
1005 | 641-TF | HMD-C123 | 007264 | 641-C123 | Check Valve at Suction Side of M-125 | Valve
1005 | 641-TF | HMD-C124 | 007265 | 641-C124 | Check Valve at Suction Side of M-126 | Valve
1005 | 641-TF | HMD-C125 | 007266 | 641-C125 | Check Valve at Suction Side of M-127 | Valve
1005 | 641-TF | HMD-C126 | 007267 | 641-C126 | Check Valve at Suction Side of M-128 | Valve
1005 | 641-TF | HMD-C127 | 007268 | 641-C127 | Check Valve at Suction Side of M-129 | Valve
1005 | 641-TF | HMD-C129 | 007269 | 641-C129 | Check Valve at Discharge Side of M-174 | Valve
1005 | 641-TF | HMD-C130 | 007270 | 641-C130 | Check Valve at Suction Side of M-203 | Valve
1005 | 641-TF | HMD-C131 | 007271 | 641-C131 | Check Valve at Suction Side of M-202 | Valve
1005 | 641-TF | HMD-C132 | 007272 | 641-C132 | Check Valve at Suction Side of M-201 | Valve
1005 | 641-TF | HMD-C133 | 007273 | 641-C133 | Check Valve at Suction Side of M-200 | Valve
1005 | 641-TF | HMD-DR-302 | 007274 | 641-DR-302 | In station Density Recorder | Chart Recorder
1005 | 641-TF | HMD-DR-304 | 007275 | 641-DR-304 | Gravity | Chart Recorder
1005 | 641-TF | HMD-DR-305 | 007276 | 641-DR-305 | Delivery line | Chart Recorder
1005 | 641-TF | HMD-DT-302 | 007277 | 641-DT-302 | In station Density Transmitter | Transmitter | Density
1005 | 641-TF | HMD-DT-304 | 007278 | 641-DT-304 | Gravity | Transmitter | Density
1005 | 641-TF | HMD-DT-305 | 007279 | 641-DT-305 | Delivery line 02 | Transmitter | Density
1005 | 641-TF | HMD-EC-321 | 007280 | 641-EC-321 | Unit 3 Discharge controller | Process Controller | PID
1005 | 641-TF | HMD-FCV408 | 007281 | 641-FCV408 | PU3 Control Valve | Valve
1005 | 641-TF | HMD-FIC-406 | 007282 | 641-FIC-406 | Delivery line | Process Controller | PID
1005 | 641-TF | HMD-FS-402A | 007283 | 641-FS-402A | 24" mainline | Switch | Flow
1005 | 641-TF | HMD-FS-402B | 007284 | 641-FS-402B | 24" mainline | Switch | Flow
1005 | 641-TF | HMD-FSH-410 | 007285 | 641-FSH-410 | Bypass Flow | Switch | Flow
1005 | 641-TF | HMD-FSL-408 | 007286 | 641-FSL-408 | 24" mainline | Switch | Flow
1005 | 641-TF | HMD-FSL-409 | 007287 | 641-FSL-409 | 24" mainline | Switch | Flow
1005 | 641-TF | HMD-FSL-411 | 007288 | 641-FSL-411 | Unit # 3 | Switch | Flow
1005 | Generic | HMD-Generic | 007289 | 641-Generic | Generic Equipment | Generic
1005 | 641-TF | HMD-HP-101 | 007290 | 641-HP-101 | Hydraulic Pump | Pump | Variable Volume
1005 | 641-TF | HMD-HP-102 | 007291 | 641-HP-102 | Hydraulic Pump | Pump | Variable Volume
1005 | 641-TF | HMD-HT1 | 007292 | 641-HT1 | Haze Tracker | On-Line Instrumentation | Haze Tracker
1005 | 641-TF | HMD-LSH-503 | 007293 | 641-LSH-503 | Pump Unit 3 Seal Pot Level Switch High | Switch | Level
1005 | 641-TF | HMD-LSH-552 | 007294 | 641-LSH-552 | 3. High Level Alarm | Switch | Level
1005 | 641-TF | HMD-LSH-554 | 007295 | 641-LSH-554 | Pump Unit 1 Seal Pot Level Switch High | Switch | Level
1005 | 641-TF | HMD-LSH-555 | 007296 | 641-LSH-555 | Pump Unit 2 Seal Pot Level Switch High | Switch | Level
1005 | 641-TF | HMD-LSHH-551 | 007297 | 641-LSHH-551 | 4. Excessively High Level | Switch | Level
1005 | 641-TF | HMD-LSL-552 | 007298 | 641-LSL-552 | 1. Low Level Stop | Switch | Level
1005 | 641-TF | HMD-M101 | 007299 | 641-M101 | Fill Header Valve to M-140(Tank 636) and M-188(Tank 639) | Valve
1005 | 641-TF | HMD-M102 | 007300 | 641-M102 | Fill Header Valve to M-136(Tank 623) and M-135(Tank 622) | Valve
1005 | 641-TF | HMD-M103 | 007301 | 641-M103 | Unit 3 Delivery Valve to WSP | Valve
1005 | 641-TF | HMD-M104 | 007302 | 641-M104 | Unit 3 Delivery Valve to BET | Valve
1005 | 641-TF | HMD-M105 | 007303 | 641-M105 | Unit 3 Delivery Valve to CIT | Valve
1005 | 641-TF | HMD-M106 | 007304 | 641-M106 | Unit 3 Delivery Valve to E. Chicago | Valve
1005 | 641-TF | HMD-M107 | 007305 | 641-M107 | Unit 3 Delivery Valve to Phillips | Valve
1005 | 641-TF | HMD-M108 | 007306 | 641-M108 | Unit 3 Delivery Valve to Wolverine | Valve
1005 | 641-TF | HMD-M109 | 007307 | 641-M109 | Unit 1 Delivery Valve to Wolverine | Valve
1005 | 641-TF | HMD-M110 | 007308 | 641-M110 | Unit 2 Delivery Valve to CIT | Valve
1005 | 641-TF | HMD-M111 | 007309 | 641-M111 | Unit ! Delivery Valve to WSP | Valve
1005 | 641-TF | HMD-M112 | 007310 | 641-M112 | Unit 1 Delivery Valve to Phillips | Valve
1005 | 641-TF | HMD-M113 | 007311 | 641-M113 | Unit 2 Delivery Valve to WSP | Valve
1005 | 641-TF | HMD-M114 | 007312 | 641-M114 | Unit 1 Delivery Valve to Bet | Valve
1005 | 641-TF | HMD-M115 | 007313 | 641-M115 | Unit 2 Delivery Valve to Bet | Valve
1005 | 641-TF | HMD-M116 | 007314 | 641-M116 | Unit 2 Delivery Valve to Wolverine | Valve
1005 | 641-TF | HMD-M117 | 007315 | 641-M117 | Unit 2 Delivery Valve to Phillips | Valve
1005 | 641-TF | HMD-M118 | 007316 | 641-M118 | Fill Header Valve to M-134(Tank 673) and M-132(Tank 660) | Valve
1005 | 641-TF | HMD-M119 | 007317 | 641-M119 | Fill Header Valve to MM-133(Tank 656) and M-131(Tank 654) | Valve
1005 | 641-TF | HMD-M120 | 007318 | 641-M120 | Fill Header Valve to Tank 690 | Valve
1005 | 641-TF | HMD-M121 | 007319 | 641-M121 | Fill Header Valve to Tank 691 | Valve
1005 | 641-TF | HMD-M122 | 007320 | 641-M122 | Fill Header Valve to M-141(Tank 633) and M-139(Tank 632) | Valve
1005 | 641-TF | HMD-M123 | 007321 | 641-M123 | Unit 2 Suction Header Valve from Tanks 691, 633, 632, 623 and 622 | Valve
1005 | 641-TF | HMD-M124 | 007322 | 641-M124 | Unit 2 Suction Header Valve from Tanks 636, 639, 652 and 653 | Valve
1005 | 641-TF | HMD-M125 | 007323 | 641-M125 | Unit 2 Suction Header Valve from Tanks 673, 660 and 690 | Valve
1005 | 641-TF | HMD-M126 | 007324 | 641-M126 | Unit 2 Suction Header Valve from Tanks 656, 654, 652 and 653 | Valve
1005 | 641-TF | HMD-M127 | 007325 | 641-M127 | Unit 1 Suction Header Valve from Tanks 633, 632, 623 and 622 | Valve
1005 | 641-TF | HMD-M128 | 007326 | 641-M128 | Unit 1 Suction Header Valve from Tanks 636, 639, 652 and 653 | Valve
1005 | 641-TF | HMD-M129 | 007327 | 641-M129 | Unit 1 Suction Header Valve from Tanks 673, 660 and 690 | Valve
1005 | 641-TF | HMD-M130 | 007328 | 641-M130 | Unit 1 Suction Header Valve from Tanks 656, 654, 652 and 653 | Valve
1005 | 641-TF | HMD-M131 | 007329 | 641-M131 | TANK 654 Fill Valve | Valve
1005 | 641-TF | HMD-M132 | 007330 | 641-M132 | TANK 660 Fill Valve | Valve
1005 | 641-TF | HMD-M133 | 007331 | 641-M133 | TANK 656 Fill Valve | Valve
1005 | 641-TF | HMD-M134 | 007332 | 641-M134 | TANK 673 Fill Valve | Valve
1005 | 641-TF | HMD-M135 | 007333 | 641-M135 | TANK 622 Fill Valve | Valve
1005 | 641-TF | HMD-M136 | 007334 | 641-M136 | TANK 623 Fill Valve | Valve
1005 | 641-TF | HMD-M139 | 007335 | 641-M139 | TANK 632 Fill Valve | Valve
1005 | 641-TF | HMD-M142 | 007336 | 641-M142 | TANK 622 Suction Valve to Unit 2 | Valve
1005 | 641-TF | HMD-M143 | 007337 | 641-M143 | TANK 623 Suction Valve to Unit 2 | Valve
1005 | 641-TF | HMD-M146 | 007338 | 641-M146 | TANK 632 Suction Valve to Unit 2 | Valve
1005 | 641-TF | HMD-M147 | 007339 | 641-M147 | TANK 636 | Valve
1005 | 641-TF | HMD-M148 | 007340 | 641-M148 | TANK 633 | Valve
1005 | 641-TF | HMD-M149 | 007341 | 641-M149 | TANK 622 | Valve
1005 | 641-TF | HMD-M150 | 007342 | 641-M150 | TANK 623 | Valve
1005 | 641-TF | HMD-M153 | 007343 | 641-M153 | TANK 632 | Valve
1005 | 641-TF | HMD-M154 | 007344 | 641-M154 | TANK 636 | Valve
1005 | 641-TF | HMD-M155 | 007345 | 641-M155 | TANK 633 | Valve
1005 | 641-TF | HMD-M156 | 007346 | 641-M156 | TANK 690 | Valve
1005 | 641-TF | HMD-M160 | 007347 | 641-M160 | TANK 654 | Valve
1005 | 641-TF | HMD-M161 | 007348 | 641-M161 | TANK 660 | Valve
1005 | 641-TF | HMD-M162 | 007349 | 641-M162 | TANK 656 | Valve
1005 | 641-TF | HMD-M163 | 007350 | 641-M163 | TANK 673 | Valve
1005 | 641-TF | HMD-M164 | 007351 | 641-M164 | TANK 654 | Valve
1005 | 641-TF | HMD-M165 | 007352 | 641-M165 | TANK 660 | Valve
1005 | 641-TF | HMD-M166 | 007353 | 641-M166 | TANK 656 | Valve
1005 | 641-TF | HMD-M167 | 007354 | 641-M167 | TANK 673 | Valve
1005 | 641-TF | HMD-M168 | 007355 | 641-M168 | GAS | Valve
1005 | 641-TF | HMD-M169 | 007356 | 641-M169 | OIL | Valve
1005 | 641-TF | HMD-M170 | 007357 | 641-M170 | GAS | Valve
1005 | 641-TF | HMD-M171 | 007358 | 641-M171 | OIL | Valve
1005 | 641-TF | HMD-M172 | 007359 | 641-M172 | GAS | Valve
1005 | 641-TF | HMD-M173 | 007360 | 641-M173 | OIL | Valve
1005 | 641-TF | HMD-M174 | 007361 | 641-M174 | ULSD | Valve
1005 | 641-TF | HMD-M175 | 007362 | 641-M175 | TANK 653 | Valve
1005 | 641-TF | HMD-M176 | 007363 | 641-M176 | TANK 653 | Valve
1005 | 641-TF | HMD-M182 | 007364 | 641-M182 | TANK 653 | Valve
1005 | 641-TF | HMD-M183 | 007365 | 641-M183 | TANK 653 | Valve
1005 | 641-TF | HMD-M184 | 007366 | 641-M184 | TANK 652 | Valve
1005 | 641-TF | HMD-M185 | 007367 | 641-M185 | TANK 639 | Valve
1005 | 641-TF | HMD-M187 | 007368 | 641-M187 | TANK 639 | Valve
1005 | 641-TF | HMD-M20 | 007369 | 641-M20 | TANK 633 | Valve
1005 | 641-TF | HMD-M205 | 007370 | 641-M205 | TANK 622 | Valve
1005 | 641-TF | HMD-M206 | 007371 | 641-M206 | TANK 623 | Valve
1005 | 641-TF | HMD-M207 | 007372 | 641-M207 | TANK 632 | Valve
1005 | 641-TF | HMD-M209 | 007373 | 641-M209 | TANK 653 | Valve
1005 | 641-TF | HMD-M210 | 007374 | 641-M210 | TANK 652 | Valve
1005 | 641-TF | HMD-M211 | 007375 | 641-M211 | TANK 639 | Valve
1005 | 641-TF | HMD-M213 | 007376 | 641-M213 | TANK 653 | Valve
1005 | 641-TF | HMD-M214 | 007377 | 641-M214 | TANK 652 | Valve
1005 | 641-TF | HMD-M215 | 007378 | 641-M215 | TANK 654 | Valve
1005 | 641-TF | HMD-M216 | 007379 | 641-M216 | TANK 656 | Valve
1005 | 641-TF | HMD-M217 | 007380 | 641-M217 | TANK 636 | Valve
1005 | 641-TF | HMD-M218 | 007381 | 641-M218 | TANK 660 | Valve
1005 | 641-TF | HMD-M219 | 007382 | 641-M219 | TANK 673 | Valve
1005 | 641-TF | HMD-M220 | 007383 | 641-M220 | TANK 653 | Valve
1005 | 641-TF | HMD-M221 | 007384 | 641-M221 | TANK 652 | Valve
1005 | 641-TF | HMD-M222 | 007385 | 641-M222 | TANK 653 | Valve
1005 | 641-TF | HMD-M223 | 007386 | 641-M223 | TANK 652 | Valve
1005 | 641-TF | HMD-M224 | 007387 | 641-M224 | TANK 690 | Valve
1005 | 641-TF | HMD-P332 | 007388 | 641-P332 | PU3 Relief Inlet Valve | Valve
1005 | 641-TF | HMD-P333 | 007389 | 641-P333 | PU3 Relief Discharge Valve | Valve
1005 | 641-TF | HMD-PC-623 | 007390 | 641-PC-623 | Bypass meter controls | Process Controller | PID
1005 | 641-TF | HMD-PIC-602 | 007391 | 641-PIC-602 | 24" line back pressure controller | Process Controller | PID
1005 | 641-TF | HMD-PIC-621 | 007392 | 641-PIC-621 | Discharge pressure | Process Controller | PID
1005 | 641-TF | HMD-PIC-622 | 007393 | 641-PIC-622 | Delivery line 02 | Process Controller | PID
1005 | 641-TF | HMD-PIT-637 | 007394 | 641-PIT637 | Unit 3 Discharge transmitter | Transmitter | Pressure
1005 | 641-TF | HMD-PR-602 | 007395 | 641-PR-602 | 24" line back pressure recorder | Chart Recorder
1005 | 641-TF | HMD-PR-604 | 007396 | 641-PR-604 | 24" Meter pressure recorder | Chart Recorder
1005 | 641-TF | HMD-PR-621 | 007397 | 641-PR-621 | Discharge pressure | Chart Recorder
1005 | 641-TF | HMD-PR-622 | 007398 | 641-PR-622 | Delivery line 02 | Chart Recorder
1005 | 641-TF | HMD-PR-623 | 007399 | 641-PR-623 | Bypass meter controls | Chart Recorder
1005 | 641-TF | HMD-PSH-621 | 007400 | 641-PSH-621 | Unit # 1 | Switch | Pressure
1005 | 641-TF | HMD-PSH-622 | 007401 | 641-PSH-622 | Unit #2 | Switch | Pressure
1005 | 641-TF | HMD-PSH-637 | 007402 | 641-PSH-637 | Unit # 3 | Switch | Pressure
1005 | 641-TF | HMD-PSLL-V | 007403 | 641-PSLL-V | Excessively low hydraulic pressure | Switch | Pressure
1005 | 641-TF | HMD-PSL-V | 007404 | 641-PSL-V | Low hydraulic pressure | Switch | Pressure
1005 | 641-TF | HMD-PSV | 007405 | 641-PSV | Hydraulic pump start | Switch | Pressure
1005 | 641-TF | HMD-PT-602 | 007406 | 641-PT-602 | 24" line back pressure Transmitter | Transmitter | Pressure
1005 | 641-TF | HMD-PT-604 | 007407 | 641-PT-604 | 24" Meter pressure Transmitter | Transmitter | Pressure
1005 | 641-TF | HMD-PT-621 | 007408 | 641-PT-621 | Discharge pressure | Transmitter | Pressure
1005 | 641-TF | HMD-PT-622 | 007409 | 641-PT-622 | Delivery line 02 | Transmitter | Pressure
1005 | 641-TF | HMD-PT-623 | 007410 | 641-PT-623 | Bypass meter controls | Transmitter | Pressure
1005 | 641-TF | HMD-R101 | 007411 | 641-R101 | 24" mainline | Valve
1005 | 641-TF | HMD-R102 | 007412 | 641-R102 | 24" mainline | Valve
1005 | 641-TF | HMD-S105 | 007413 | 641-S105 | Unit 1 Discharge Valve To Citgo | Valve
1005 | 641-TF | HMD-S106 | 007414 | 641-S106 | Meter 52 Prover Outlet Valve | Valve
1005 | 641-TF | HMD-S2901 | 007415 | 641-S2901 | Receiver Inlet Valve | Valve
1005 | 641-TF | HMD-S2902 | 007416 | 641-S2902 | Receiver Outlet Valve | Valve
1005 | 641-TF | HMD-S2903 | 007417 | 641-S2903 | Receiver Bypass Valve | Valve
1005 | 641-TF | HMD-SP-101 Pump | 007418 | 641-SP-101 | Sump Pump | Pump | Vertical Can-Sump
1005 | 641-TF | HMD-T101 | 007419 | 641-T101 | Breakout Tank 690 Shell Valve | Valve
1005 | 641-TF | HMD-T102 | 007420 | 641-T102 | Breakout Tank 691 Shell Valve | Valve
1005 | 641-TF | HMD-T103 | 007421 | 641-T103 | Breakout Tank 632 Shell Valve | Valve
1005 | 641-TF | HMD-T104 | 007422 | 641-T104 | Breakout Tank 636 Shell Valve | Valve
1005 | 641-TF | HMD-T105 | 007423 | 641-T105 | Breakout Tank 633 Shell Valve | Valve
1005 | 641-TF | HMD-T106 | 007424 | 641-T106 | Breakout Tank 654 Bottom Shell Valve | Valve
1005 | 641-TF | HMD-T107 | 007425 | 641-T107 | Breakout Tank 660 Shell Valve | Valve
1005 | 641-TF | HMD-T108 | 007426 | 641-T108 | Breakout Tank 656 Bottom Shell Valve | Valve
1005 | 641-TF | HMD-T109 | 007427 | 641-T109 | Breakout Tank 673 Shell Valve | Valve
1005 | 641-TF | HMD-T110 | 007428 | 641-T110 | Breakout Tank 622 Shell Valve | Valve
1005 | 641-TF | HMD-T111 | 007429 | 641-T111 | Breakout Tank 623 Shell Valve | Valve
1005 | 641-TF | HMD-T112 | 007430 | 641-T112 | Breakout Tank 656 Side Shell Valve | Valve
1005 | 641-TF | HMD-T113 | 007431 | 641-T113 | Breakout Tank 654 Side Shell Valve | Valve
1005 | 641-TF | HMD-T114 | 007432 | 641-T114 | Breakout Tank 652 Bottom Shell Valve | Valve
1005 | 641-TF | HMD-T115 | 007433 | 641-T115 | Breakout Tank 653 Bottom Shell Valve | Valve
1005 | 641-TF | HMD-T116 | 007434 | 641-T116 | Breakout Tank 639 Shell Valve | Valve
1005 | 641-TF | HMD-T117 | 007435 | 641-T117 | Breakout Tank 652 Side Shell Valve | Valve
1005 | 641-TF | HMD-T118 | 007436 | 641-T118 | Breakout Tank 653 Side Shell Valve | Valve
1005 | 641-TF | HMD-TK-H2O | 007437 | 641-TK-H2O | Hammond Water Tank | Tank | Water
1005 | 641-TF | HMD-TR-101 | 007438 | 641-TR-101 | Incoming Receiver Barrel | Thermal Relief
1005 | 641-TF | HMD-TR-102 | 007439 | 641-TR-102 | 16" Incoming Meter | Thermal Relief
1005 | 641-TF | HMD-TR-105 | 007440 | 641-TR-105 | 16" Control Valve | Thermal Relief
1005 | 641-TF | HMD-TR-108 | 007441 | 641-TR-108 | Pump Unit No.1 Suction | Thermal Relief
1005 | 641-TF | HMD-TR-109 | 007442 | 641-TR-109 | Pump Unit No.2 Suction | Thermal Relief
1005 | 641-TF | HMD-TR-110 | 007443 | 641-TR-110 | 16" Outgoing Meter Unit No.1 Discharge | Thermal Relief
1005 | 641-TF | HMD-TR-111 | 007444 | 641-TR-111 | 16" Outgoing Meter Unit No.2 Discharge | Thermal Relief
1005 | 641-TF | HMD-TR-112 | 007445 | 641-TR-112 | 16" to Discharge Manifold Unit No. 2 | Thermal Relief
1005 | 641-TF | HMD-TR-113 | 007446 | 641-TR-113 | 16" to Discharge Manifold Unit No. 1 | Thermal Relief
1005 | 641-TF | HMD-TR-114 | 007447 | 641-TR-114 | 16" to Discharge Manifold from Terminal & Suction Manifold | Thermal Relief
1005 | 641-TF | HMD-TR-115 | 007448 | 641-TR-115 | Injection Meter to Terminal & Suction Manifold | Thermal Relief
1005 | 641-TF | HMD-TR-116 | 007449 | 641-TR-116 | Injection Pump Discharge to Recirc. Oil | Thermal Relief
1005 | 641-TF | HMD-TR-117 | 007450 | 641-TR-117 | Injection Pump Discharge to Recirc. Gas | Thermal Relief
1005 | 641-TF | HMD-TR-118 | 007451 | 641-TR-118 | Injection Pump Discharge | Thermal Relief
1005 | 641-TF | HMD-TR-119 | 007452 | 641-TR-119 | General Valve Bonnet BP110 | Thermal Relief
1005 | 641-TF | HMD-TR-120 | 007453 | 641-TR-120 | General Valve Bonnet BP103 | Thermal Relief
1005 | 641-TF | HMD-TR-121 | 007454 | 641-TR-121 | General Valve Bonnet BP101 | Thermal Relief
1005 | 641-TF | HMD-TR-122 | 007455 | 641-TR-122 | General Valve Bonnet BP102 | Thermal Relief
1005 | 641-TF | HMD-TR-123 | 007456 | 641-TR-123 | General Valve Bonnet BP111 | Thermal Relief
1005 | 641-TF | HMD-TR-124 | 007457 | 641-TR-124 | General Valve Bonnet BP109 | Thermal Relief
1005 | 641-TF | HMD-TR-125 | 007458 | 641-TR-125 | General Valve Bonnet BP107 | Thermal Relief
1005 | 641-TF | HMD-TR-127 | 007459 | 641-TR-127 | General Valve Bonnet BP105 | Thermal Relief
1005 | 641-TF | HMD-TR-128 | 007460 | 641-TR-128 | General Valve Bonnet BP104 | Thermal Relief
1005 | 641-TF | HMD-TR-142 | 007461 | 641-TR-142 | Fill Header Check Valve M122 | Thermal Relief
1005 | 641-TF | HMD-TR-143 | 007462 | 641-TR-143 | Fill Header Check Valve M119 | Thermal Relief
1005 | 641-TF | HMD-TR-144 | 007463 | 641-TR-144 | Fill Header Check Valve M118 | Thermal Relief
1005 | 641-TF | HMD-TR-145 | 007464 | 641-TR-145 | Fill Header Check Valve M102 | Thermal Relief
1005 | 641-TF | HMD-TR-146 | 007465 | 641-TR-146 | Fill Header Check Valve M101 | Thermal Relief
1005 | 641-TF | HMD-TR-147 | 007466 | 641-TR-147 | Launcher (2) | Thermal Relief
1005 | 641-TF | HMD-TR-148 | 007467 | 641-TR-148 | Injection Pump | Thermal Relief
1005 | 641-TF | HMD-TR-149 | 007468 | 641-TR-149 | By Valve U 39 | Thermal Relief
1005 | 641-TF | HMD-TR-150 | 007469 | 641-TR-150 | Cities Service Line, by Valve U 38 | Thermal Relief
1005 | 641-TF | HMD-TR-152 | 007470 | 641-TR-152 | 14" to East Chicago Thermal Relief | Thermal Relief
1005 | 641-TF | HMD-TR-153 | 007471 | 641-TR-153 | Thermal Relief Between Valves M-178, M-177 & M-179 | Thermal Relief
1005 | 641-TF | HMD-TR-154 | 007472 | 641-TR-154 | Thermal Relief Between Valves M-181, M-180 & M-179 | Thermal Relief
1005 | 641-TF | HMD-TR-155 | 007473 | 641-TR-155 | Thermal Relief Between Valves M-178 | Thermal Relief
1005 | 641-TF | HMD-TR-156 | 007474 | 641-TR-156 | Thermal Relief on 12" to Wolverine | Thermal Relief
1005 | 641-TF | HMD-TR-157 | 007475 | 641-TR-157 | Thermal Relief on 16" to Shell | Thermal Relief
1005 | 641-TF | HMD-TR-158 | 007476 | 641-TR-158 | General Valve Bonnet BP114 | Thermal Relief
1005 | 641-TF | HMD-TR-159 | 007477 | 641-TR-159 | General Valve Bonnet BP115 | Thermal Relief
1005 | 641-TF | HMD-TR-160 | 007478 | 641-TR-160 | General Valve Bonnet BP116 | Thermal Relief
1005 | 641-TF | HMD-TR-161 | 007479 | 641-TR-161 | Inlet Side Meter 58 (By-Pass) | Thermal Relief
1005 | 641-TF | HMD-TR-20 | 007480 | 641-TR-20 | 20" Prover | Thermal Relief
1005 | 641-TF | HMD-TR-34 | 007481 | 641-TR-34 | 34" Prover | Thermal Relief
1005 | 641-TF | HMD-TR-623 | 007482 | 641-TR-623 | Bypass meter controls | Chart Recorder
1005 | 641-TF | HMD-TR-631 | 007483 | 641-TR-631 | Pump Unit No. 3 Suction | Thermal Relief
1005 | 641-TF | HMD-TR-632 | 007484 | 641-TR-632 | Pump Unit No. 3 Case | Thermal Relief
1005 | 641-TF | HMD-TR-636 | 007485 | 641-TR-636 | Pump Unit No. 3 Discharge | Thermal Relief
1005 | 641-TF | HMD-TR-751 | 007486 | 641-TR-751 | 24" Meter temperature recorder | Chart Recorder
1005 | 641-TF | HMD-TR-752 | 007487 | 641-TR-752 | Delivery line 02 | Chart Recorder
1005 | 641-TF | HMD-TR-753 | 007488 | 641-TR-753 | Temperature | Chart Recorder
1005 | 641-TF | HMD-TT-623 | 007489 | 641-TT-623 | Bypass meter controls | Transmitter | Temperature
1005 | 641-TF | HMD-TT-751 | 007490 | 641-TT-751 | 24" Meter temperature Transmitter | Transmitter | Temperature
1005 | 641-TF | HMD-TT-752 | 007491 | 641-TT-752 | Delivery line 02 | Transmitter | Temperature
1005 | 641-TF | HMD-TT-753 | 007492 | 641-TT-753 | Temperature | Transmitter | Temperature
1005 | 641-TF | HMD-VT-101 | 007493 | 641-VT-101 | Unit 1 Vibration | Transmitter | Vibration
1005 | 641-TF | HMD-VT-102 | 007494 | 641-VT-102 | Unit 2 Vibration | Transmitter | Vibration
1005 | 641-TF | HMD-VT-110 | 007495 | 641-VT-110 | Unit # 13 | Transmitter | Vibration
1005 | 641-TF | HMD-ZS-1 | 007496 | 641-ZS-1 | Incoming Pig Sig | Sphere Detector
1005 | 644-LS | KND-B102 | 007497 | 644-B102 | Shell valve | Valve
1005 | 644-LS | KND-Generic | 007498 | 644-Generic | Generic Equipment | Generic
1005 | 644-LS | KND-TR-1-1 | 007499 | 644-TR-1-1 | General Valve Body | Thermal Relief
1005 | 672-MS | GRF-A1 | 007500 | 672-A1 | 3" 150# | Valve
1005 | 672-MS | GRF-A2 | 007501 | 672-A2 | 2" 150# | Valve
1005 | 672-MS | GRF-A3 | 007502 | 672-A3 | 2"150# | Valve
1005 | 672-MS | GRF-A4 | 007503 | 672-A4 | 2"600# | Valve
1005 | 672-MS | GRF-A5 | 007504 | 672-A5 | 2"150# | Valve
1005 | 672-MS | GRF-AS1 | 007505 | 672-AS1 | Auto Sampler | On-Line Instrumentation | Auto Sampler
1005 | 672-MS | GRF-B102 | 007506 | 672-B102 | Reciever Bypass Valve | Valve
1005 | 672-MS | GRF-BP104 | 007507 | 672-BP104 | Bypass Valve | Valve
1005 | 672-MS | GRF-BP105 | 007508 | 672-BP105 | Bypass Valve | Valve
1005 | 672-MS | GRF-BP106 | 007509 | 672-BP106 | Bypass Valve | Valve
1005 | 672-MS | GRF-C102 | 007510 | 672-C102 | Check | Valve
1005 | 672-MS | GRF-C103 | 007511 | 672-C103 | Check | Valve
1005 | 672-MS | GRF-C104 | 007512 | 672-C104 | Check | Valve
1005 | 672-MS | GRF-C105 | 007513 | 672-C105 | Check | Valve
1005 | 672-MS | GRF-C106 | 007514 | 672-C106 | Check | Valve
1005 | 672-MS | GRF-DMV1 | 007515 | 672-DMV1 | Control Valve | Valve
1005 | 672-MS | GRF-DMV2 | 007516 | 672-DMV2 | Control Valve | Valve
1005 | 672-MS | GRF-DR-302 | 007517 | 672-DR-302 | Density recorder | Chart Recorder
1005 | 672-MS | GRF-DT-302 | 007518 | 672-DT-302 | Density transmitter | Transmitter | Density
1005 | 672-MS | GRF-Generic | 007519 | 672-Generic | Generic Equipment | Generic
1005 | 672-MS | GRF-HP-101 | 007520 | 672-HP-101 | Hydraulic Pump | Pump | Variable Volume
1005 | 672-MS | GRF-HP-102 | 007521 | 672-HP-102 | Hydraulic Pump | Pump | Variable Volume
1005 | 672-MS | GRF-LSH-501 | 007522 | 672-LSH-501 | Sump tank high level | Switch | Level
1005 | 672-MS | GRF-LSL-501 | 007523 | 672-LSL-501 | Sump tank low level | Switch | Level
1005 | 672-MS | GRF-PAH-602 | 007524 | 672-PAH-602 | Pressure Switch | Switch | Pressure
1005 | 672-MS | GRF-PIC-602 | 007525 | 672-PIC-602 | Main line Back Pressure | Process Controller | PID
1005 | 672-MS | GRF-PIC-604 | 007526 | 672-PIC-604 | Pressure Indication controller | Process Controller | PID
1005 | 672-MS | GRF-PIC-606 | 007527 | 672-PIC-606 | Pressure Indication controller | Process Controller | PID
1005 | 672-MS | GRF-PR-601 | 007528 | 672-PR-601 | Pressure Recorder | Chart Recorder
1005 | 672-MS | GRF-PR-602 | 007529 | 672-PR-602 | Pressure Recorder | Chart Recorder
1005 | 672-MS | GRF-PSH-604 | 007530 | 672-PSH-604 | Station Protective Devices | Switch | Pressure
1005 | 672-MS | GRF-PSL-610 | 007531 | 672-PSL-610 | Hydraulic Pressure Switch | Switch | Pressure
1005 | 672-MS | GRF-PSLL-610 | 007532 | 672-PSLL-610 | Hydraulic Pressure Switch | Switch | Pressure
1005 | 672-MS | GRF-PT-602 | 007533 | 672-PT-602 | Main line Back Pressure | Transmitter | Pressure
1005 | 672-MS | GRF-PT-606 | 007534 | 672-PT-606 | Pressure transmitter | Transmitter | Pressure
1005 | 672-MS | GRF-R101 | 007535 | 672-R101 | Reciever Outlet Valve | Valve
1005 | 672-MS | GRF-S101 | 007536 | 672-S101 | Reciever Block Valve | Valve
1005 | 672-MS | GRF-SP-101 Pump | 007537 | 672-SP-101 | Sump Pump | Pump | Vertical Can-Sump
1005 | 672-MS | GRF-TR-101 | 007538 | 672-TR-101 | Thermal Relief valve | Thermal Relief
1005 | 672-MS | GRF-TR-102 | 007539 | 672-TR-102 | Thermal Relief valve | Thermal Relief
1005 | 672-MS | GRF-TR-103 | 007540 | 672-TR-103 | Thermal Relief valve | Thermal Relief
1005 | 672-MS | GRF-TR-104 | 007541 | 672-TR-104 | Thermal Relief valve | Thermal Relief
1005 | 672-MS | GRF-TR-105 | 007542 | 672-TR-105 | Thermal Relief valve | Thermal Relief
1005 | 672-MS | GRF-TR-701 | 007543 | 672-TR-701 | Temperature Recorder | Chart Recorder
1005 | 672-MS | GRF-TT-701 | 007544 | 672-TT-701 | Temerature Transmitter | Transmitter | Temperature
1005 | 672-MS | GRF-U1 | 007545 | 672-U1 | Drain Valve | Valve
1005 | 672-MS | GRF-U2 | 007546 | 672-U2 | Drain Valve | Valve
1005 | 672-MS | GRF-U3 | 007547 | 672-U3 | Drain Valve | Valve
1005 | 673-JT | SCH-B101 | 007548 | 673-B101 | Station Bypass | Valve
1005 | 673-JT | SCH-B103 | 007549 | 673-B103 | Station Inlet | Valve
1005 | 673-JT | SCH-B104 | 007550 | 673-B104 | Griffith Header | Valve
1005 | 673-JT | SCH-DR-301A | 007551 | 673-DR-301A | Gravitometer/In Station | Chart Recorder
1005 | 673-JT | SCH-DT-301 | 007552 | 673-DT-301 | Gravitometer/In Station | Transmitter | Density
1005 | 673-JT | SCH-Generic | 007553 | 673-Generic | Generic Equipment | Generic
1005 | 673-JT | SCH-LS-502 | 007554 | 673-LS-502 | Sump Level Switch | Switch | Level
1005 | 673-JT | SCH-PR-601 | 007555 | 673-PR-601 | Pressure Monitor | Chart Recorder
1005 | 673-JT | SCH-PT-601 | 007556 | 673-PT-601 | Pressure Monitor | Transmitter | Pressure
1005 | 673-JT | SCH-RV1 | 007557 | 673-RV1 | Mainline Relief | Valve
1001 | 242-PS | HAN-V52 | 007558 | dfw | Hankamer VFD Feeder Breaker | Breaker | Medium Voltage
1001 |  | ALD-SWGR | 007937 |  |  | Switchgear |  | Switchgear
1007 |  | ARD-Generic | 007938 |  |  | Generic |  | Generic Equipment
1007 |  | ARL-LSHH-501 | 007939 |  |  | Switch | Level | Tank 2301 Level Switch High High
1007 |  | ARL-LSHH-502 | 007940 |  |  | Switch | Level | Tank 2302 Level Switch High High
1007 |  | ARL-LSHH-503 | 007941 |  |  | Switch | Level | Tank 2303 Level Switch High High
1007 |  | ARL-LSHH-504 | 007942 |  |  | Switch | Level | Tank 2304 Level Switch High High
1007 |  | ARL-LSHH-509 | 007943 |  |  | Switch | Level | Tank 2309 Level Switch High High
1007 |  | ARL-LSHH-511 | 007944 |  |  | Switch | Level | Tank 2311 Level Switch High High
1007 |  | ARL-LSHH-512 | 007945 |  |  | Switch | Level | Tank 2312 Level Switch High High
1007 |  | ARL-LSHH-513 | 007946 |  |  | Switch | Level | Tank 2313 Level Switch High High
1007 |  | ARL-LSHH-514 | 007947 |  |  | Switch | Level | Tank 2314 Level Switch High High
1007 |  | ARL-LSHH-520 | 007948 |  |  | Switch | Level | Sump Tank Level Switch High High
1007 |  | ARL-LT-501 | 007949 |  |  | Transmitter | Level | Tank 2301 Level Transmitter
1007 |  | ARL-LT-502 | 007950 |  |  | Transmitter | Level | Tank 2302 Level Transmitter
1007 |  | ARL-LT-503 | 007951 |  |  | Transmitter | Level | Tank 2303 Level Transmitter
1007 |  | ARL-LT-504 | 007952 |  |  | Transmitter | Level | Tank 2304 Level Transmitter
1007 |  | ARL-LT-505 | 007953 |  |  | Transmitter | Level | Tank 2309 Level Transmitter
1007 |  | ARL-LT-506 | 007954 |  |  | Transmitter | Level | Tank 2311 Level Transmitter
1007 |  | ARL-LT-507 | 007955 |  |  | Transmitter | Level | Tank 2312 Level Transmitter
1007 |  | ARL-LT-508 | 007956 |  |  | Transmitter | Level | Tank 2313 Level Transmitter
1007 |  | ARL-LT-509 | 007957 |  |  | Transmitter | Level | Tank 2314 Level Transmitter
1007 |  | ARL-LT-520 | 007958 |  |  | Transmitter | Level | Sump Tank Level Transmitter
1007 |  | ARL-SWGR | 007959 |  |  | Switchgear |  | Switchgear
1002 |  | BON-ATS | 007960 |  |  | Switch | Automatic Transfer | Automatic Transfer Switch
1002 |  | BON-ESDP-1 | 007961 |  |  | Panel | A/C Distribution | Essential Services Distribution Panel
1002 |  | BON-LSHH-510 | 007962 |  |  | Switch | Level | Unit #1 Seal Fail Switch
1002 |  | BON-LSHH-520 | 007963 |  |  | Switch | Level | Unit #2 Seal Fail Switch
1002 |  | BON-PSH-614 | 007964 |  |  | Switch | Pressure | Unit #1 Air Filter Pressure Switch High
1002 |  | BON-PSH-624 | 007965 |  |  | Switch | Pressure | Unit #2 Air Filter Pressure Switch High
1002 |  | BON-PSL-612 | 007966 |  |  | Switch | Pressure | Unit #1 Lube Oil Pressure Switch Low
1002 |  | BON-PSL-622 | 007967 |  |  | Switch | Pressure | Unit #2 Lube Oil Pressure Switch Low
1002 |  | BON-PU1-LUB | 007968 |  |  | Lube Oil System |  | Unit #1 Lube Oil System
1002 |  | BON-PU1-Motor | 007969 |  |  | Motor | Horizontal | Unit #1 Motor
1002 |  | BON-PU2-LUB | 007970 |  |  | Lube Oil System |  | Unit #2 Lube Oil System
1002 |  | BON-PU2-Motor | 007971 |  |  | Motor | Horizontal | Unit #2 Motor
1002 |  | BON-SV-510 | 007972 |  |  | Valve | Solenoid | Unit #1 Seal Dump Solenoid Valve
1002 |  | BON-SV-520 | 007973 |  |  | Valve | Solenoid | Unit #2 Seal Dump Soeinoid Valve
1002 |  | BON-VFD-REACTOR | 007974 |  |  | Variable Frequency Drive |  | Variable Frequency Drive Reactor
1002 |  | BON-VTR-101 | 007975 |  |  | Transformer |  | VFD Transformer
1002 |  | BON-ZSO-603 | 007976 |  |  | Switch | Position | Station Control Valve Open Position Switch
1002 |  | BON-ZT-603 | 007977 |  |  | Transmitter | Position | Station Control Valve Position Transmitter
1001 |  | BRN-Generic | 007978 |  |  | Generic |  | Generic Equipment
1002 |  | CGT-ATS | 007979 |  |  | Switch | Automatic Transfer | Automatic Transfer Switch
1002 |  | CGT-ESDP-1 | 007980 |  |  | Panel | A/C Distribution | Essential Services Distribution Panel
1002 |  | CGT-LSHH-510 | 007981 |  |  | Switch | Level | Unit #1 Seal Fail Switch
1002 |  | CGT-LSHH-520 | 007982 |  |  | Switch | Level | Unit #2 Seal Fail Switch
1002 |  | CGT-PSH-614 | 007983 |  |  | Switch | Pressure | Unit #1 Air Filter Pressure Switch High
1002 |  | CGT-PSH-624 | 007984 |  |  | Switch | Pressure | Unit #2 Air Filter Pressure Switch High
1002 |  | CGT-PSL-612 | 007985 |  |  | Switch | Pressure | Unit #1 Lube Oil Pressure Switch Low
1002 |  | CGT-PSL-622 | 007986 |  |  | Switch | Pressure | Unit #2 Lube Oil Pressure Switch Low
1002 |  | CGT-PU1-LUB | 007987 |  |  | Lube Oil System |  | Unit #1 Lube Oil System
1002 |  | CGT-PU1-Motor | 007988 |  |  | Motor | Horizontal | Unit #1 Motor
1002 |  | CGT-PU2-LUB | 007989 |  |  | Lube Oil System |  | Unit #2 Lube Oil System
1002 |  | CGT-PU2-Motor | 007990 |  |  | Motor | Horizontal | Unit #2 Motor
1002 |  | CGT-SV-510 | 007991 |  |  | Valve | Solenoid | Unit #1 Seal Dump Solenoid Valve
1002 |  | CGT-SV-520 | 007992 |  |  | Valve | Solenoid | Unit #2 Seal Dump Soeinoid Valve
1002 |  | CGT-VFD-REACTOR | 007993 |  |  | Variable Frequency Drive |  | Variable Frequency Drive Reactor
1002 |  | CGT-VTR-101 | 007994 |  |  | Transformer |  | VFD Transformer
1002 |  | CGT-ZSO-603 | 007995 |  |  | Switch | Position | Station Control Valve Open Position Switch
1002 |  | CGT-ZT-603 | 007996 |  |  | Transmitter | Position | Station Control Valve Position Transmitter
1005 |  | CHA-PU1-Motor | 007997 |  |  | Motor | Horizontal | Unit #1 Motor
1005 |  | CHA-PU2-Motor | 007998 |  |  | Motor | Horizontal | Unit #2 Motor
1005 |  | CHA-PU3-Motor | 007999 |  |  | Motor | Horizontal | Unit #3 Motor
1005 |  | CHA-SP-101 Motor | 008000 |  |  | Motor | Vertical | Sump Unit Motor
1005 |  | CHA-SWGR | 008001 |  |  | Switchgear |  | Switchgear
1003 |  | CLA-ATS | 008002 |  |  | Switch | Automatic Transfer | Automatic Transfer Switch
1003 |  | CLA-ESDP-1 | 008003 |  |  | Panel | A/C Distribution | Essential Services Distribution Panel
1003 |  | CLA-LSHH-510 | 008004 |  |  | Switch | Level | Unit #1 Seal Fail Switch
1003 |  | CLA-LSHH-520 | 008005 |  |  | Switch | Level | Unit #2 Seal Fail Switch
1003 |  | CLA-PSH-614 | 008006 |  |  | Switch | Pressure | Unit #1 Air Filter Pressure Switch High
1003 |  | CLA-PSH-624 | 008007 |  |  | Switch | Pressure | Unit #2 Air Filter Pressure Switch High
1003 |  | CLA-PSL-612 | 008008 |  |  | Switch | Pressure | Unit #1 Lube Oil Pressure Switch Low
1003 |  | CLA-PSL-622 | 008009 |  |  | Switch | Pressure | Unit #2 Lube Oil Pressure Switch Low
1003 |  | CLA-PU1-LUB | 008010 |  |  | Lube Oil System |  | Unit #1 Lube Oil System
1003 |  | CLA-PU1-Motor | 008011 |  |  | Motor | Horizontal | Unit #1 Motor
1003 |  | CLA-PU2-LUB | 008012 |  |  | Lube Oil System |  | Unit #2 Lube Oil System
1003 |  | CLA-PU2-Motor | 008013 |  |  | Motor | Horizontal | Unit #2 Motor
1003 |  | CLA-SV-510 | 008014 |  |  | Valve | Solenoid | Unit #1 Seal Dump Solenoid Valve
1003 |  | CLA-SV-520 | 008015 |  |  | Valve | Solenoid | Unit #2 Seal Dump Soeinoid Valve
1003 |  | CLA-VFD-REACTOR | 008016 |  |  | Variable Frequency Drive |  | Variable Frequency Drive Reactor
1003 |  | CLA-VTR-101 | 008017 |  |  | Transformer |  | VFD Transformer
1003 |  | CLA-ZSO-603 | 008018 |  |  | Switch | Position | Station Control Valve Open Position Switch
1003 |  | CLA-ZT-603 | 008019 |  |  | Transmitter | Position | Station Control Valve Position Transmitter
1001 |  | CON-ATS | 008020 |  |  | Switch | Automatic Transfer | Automatic Transfer Switch
1001 |  | CON-ESDP-1 | 008021 |  |  | Panel | A/C Distribution | Essential Services Distribution Panel
1001 |  | CON-LSHH-510 | 008022 |  |  | Switch | Level | Unit #1 Seal Fail Switch
1001 |  | CON-LSHH-520 | 008023 |  |  | Switch | Level | Unit #2 Seal Fail Switch
1001 |  | CON-PSH-614 | 008024 |  |  | Switch | Pressure | Unit #1 Air Filter Pressure Switch High
1001 |  | CON-PSH-624 | 008025 |  |  | Switch | Pressure | Unit #2 Air Filter Pressure Switch High
1001 |  | CON-PSL-612 | 008026 |  |  | Switch | Pressure | Unit #1 Lube Oil Pressure Switch Low
1001 |  | CON-PSL-622 | 008027 |  |  | Switch | Pressure | Unit #2 Lube Oil Pressure Switch Low
1001 |  | CON-PU1-LUB | 008028 |  |  | Lube Oil System |  | Unit #1 Lube Oil System
1001 |  | CON-PU1-Motor | 008029 |  |  | Motor | Horizontal | Unit #1 Motor
1001 |  | CON-PU2-LUB | 008030 |  |  | Lube Oil System |  | Unit #2 Lube Oil System
1001 |  | CON-PU2-Motor | 008031 |  |  | Motor | Horizontal | Unit #2 Motor
1001 |  | CON-SV-510 | 008032 |  |  | Valve | Solenoid | Unit #1 Seal Dump Solenoid Valve
1001 |  | CON-SV-520 | 008033 |  |  | Valve | Solenoid | Unit #2 Seal Dump Soeinoid Valve
1001 |  | CON-VFD-REACTOR | 008034 |  |  | Variable Frequency Drive |  | Variable Frequency Drive Reactor
1001 |  | CON-VTR-101 | 008035 |  |  | Transformer |  | VFD Transformer
1001 |  | CON-ZSO-603 | 008036 |  |  | Switch | Position | Station Control Valve Open Position Switch
1001 |  | CON-ZT-603 | 008037 |  |  | Transmitter | Position | Station Control Valve Position Transmitter
1007 |  | DAL-SP-101 Motor | 008038 |  |  | Motor | Horizontal | Sump/Transfer Unit Motor
1005 |  | DEC-PU1-Motor | 008039 |  |  | Motor | Horizontal | Unit #1 Motor
1005 |  | DEC-PU2-Motor | 008040 |  |  | Motor | Horizontal | Unit #2 Motor
1005 |  | DEC-PU3-Motor | 008041 |  |  | Motor | Horizontal | Unit #3 Motor
1005 |  | DEC-PU3-Motor | 008042 |  |  | Motor | Horizontal | Unit #3 Motor
1005 |  | DEC-PU3-Pump | 008043 |  |  | Motor | Horizontal | Unit #3 Pump
1005 |  | DEC-SP-101 Motor | 008044 |  |  | Motor | Vertical | Sump Unit Motor
1005 |  | DEC-SWGR | 008045 |  |  | Switchgear |  | Switchgear
1007 |  | DEN-Generic | 008046 |  |  | Generic |  | Generic Equipment
1002 |  | DUR-PU1-Motor | 008047 |  |  | Motor | Horizontal | Unit #1 Motor
1002 |  | DUR-PU2-Motor | 008048 |  |  | Motor | Horizontal | Unit #2 Motor
1002 |  | DUR-PU3-Motor | 008049 |  |  | Motor | Horizontal | Unit #3 Motor
1002 |  | DUR-SP-101 Motor | 008050 |  |  | Motor | Vertical | Sump Unit Motor
1002 |  | DUR-SWGR | 008051 |  |  | Switchgear |  | Switchgear
1004 |  | EAM-Generic | 008052 |  |  | Generic |  | Generic Equipment
1005 |  | ECH-Generic | 008053 |  |  | Generic |  | Generic Equipment
1007 |  | EMJ-Generic | 008054 |  |  | Generic |  | Generic Equipment
1004 |  | EPC-Generic | 008055 |  |  | Generic |  | Generic Equipment
1004 |  | ESH-Generic | 008056 |  |  | Generic |  | Generic Equipment
1004 |  | ESL-SP-101 Motor | 008057 |  |  | Motor | Vertical | Sump Unit Motor
1001 |  | FNA-12" Launcher | 008058 |  |  | Trap |  | Outgoing 12" Launcher Trap
1001 |  | FNA-12" Receiver | 008059 |  |  | Trap |  | Incoming 12" Receiver Trap
1001 |  | FNA-24" Receiver | 008060 |  |  | Trap |  | Incoming 24" Receiver Trap
1001 |  | FNA-A463 | 008061 |  |  | Valve | Ball | PRV602A Upstream Isolation Valve
1001 |  | FNA-A463 | 008062 |  |  | Gearbox | Quarter Turn | PRV602A Upstream Isolation Valve
1001 |  | FNA-A463A | 008063 |  |  | Valve | Ball | PRV602A Downstream Isolation Valve
1001 |  | FNA-A463A | 008064 |  |  | Gearbox | Quarter Turn | PRV602A Downstream Isolation Valve
1001 |  | FNA-A464 | 008065 |  |  | Valve | Ball | PRV602B Upstream Isolation Valve
1001 |  | FNA-A464 | 008066 |  |  | Gearbox | Quarter Turn | PRV602B Upstream Isolation Valve
1001 |  | FNA-A464A | 008067 |  |  | Valve | Ball | PRV602B Downstream Isolation Valve
1001 |  | FNA-A464A | 008068 |  |  | Gearbox | Quarter Turn | PRV602B Downstream Isolation Valve
1001 |  | FNA-AF-941 | 008069 |  |  | On-line Instrumentation | Flasher | 24" Incoming Line Auto-Flasher
1001 |  | FNA-AIR-STRIPPER | 008070 |  |  | Air Stripper |  | CWTS Air Stripper System
1001 |  | FNA-AS1 | 008071 |  |  | On-line Instrumentation | Auto Sampler | Auto Sampler
1001 |  | FNA-B201 | 008072 |  |  | Valve | Gate | 12" Incoming Line Block Valve
1001 |  | FNA-B201 | 008073 |  |  | Valve Actuator | Electric | 12" Incoming Line Block Valve
1001 |  | FNA-B401 | 008074 |  |  | Valve | Gate | 24" Incoming Line Block Valve
1001 |  | FNA-B401 | 008075 |  |  | Gearbox | Bevel Gear Operator | 24" Incoming Line Block Valve
1001 |  | FNA-BP401 | 008076 |  |  | Valve | Gate | 24" Line Prover Inlet Valve
1001 |  | FNA-BP401 | 008077 |  |  | Valve Actuator | Electric | 24" Line Prover Inlet Valve
1001 |  | FNA-BP402 | 008078 |  |  | Valve | Gate | 24" Line Prover Outlet Valve
1001 |  | FNA-BP402 | 008079 |  |  | Valve Actuator | Electric | 24" Line Prover Outlet Valve
1001 |  | FNA-BP403 | 008080 |  |  | Valve | Compact Expanding Gate | 24" Line Prover Bypass Valve
1001 |  | FNA-BP403 | 008081 |  |  | Valve Actuator | Electric | 24" Line Prover Bypass Valve
1001 |  | FNA-BPU-7 Motor | 008082 |  |  | Motor | Vertical | Booster Pump #7 Motor
1001 |  | FNA-BPU-7 Pump | 008083 |  |  | Pump | Centrifugal Booster | Booster Pump #7 Pump
1001 |  | FNA-C145 | 008084 |  |  | Valve | Swing Check | Transmix Tankage Line Check Valve
1001 |  | FNA-C146 | 008085 |  |  | Valve | Swing Check | Gasoline Tankage Line Check Valve
1001 |  | FNA-C147 | 008086 |  |  | Valve | Swing Check | Oil Tankage Line Check Valve
1001 |  | FNA-C412 | 008087 |  |  | Valve | Swing Check | Magellan Delivery Line Check Valve
1001 |  | FNA-DT-201 | 008088 |  |  | On-line Instrumentation | Gravitometer | 12" Incoming Line In-Station Gravitometer
1001 |  | FNA-DT-341 | 008089 |  |  | On-line Instrumentation | Gravitometer | 24" Incoming Line In-Station Gravitometer
1001 |  | FNA-FS-402A | 008090 |  |  | Switch | Flow | PRV602A Flow Switch
1001 |  | FNA-FS-402B | 008091 |  |  | Switch | Flow | PRV602B Flow Switch
1001 |  | FNA-FS-403 | 008092 |  |  | Switch | Flow | Slip Loop Flow Switch
1001 |  | FNA-FS-410 | 008093 |  |  | Switch | Flow | 12" Outgoing Line Flow Switch
1001 |  | FNA-FT-420 | 008094 |  |  | Switch | Flow | 12" Incoming Line Flow Switch
1001 |  | FNA-H211 | 008095 |  |  | Valve | Gate | 12" Incoming Line Gasoline Header Valve
1001 |  | FNA-H211 | 008096 |  |  | Valve Actuator | Electric | 12" Incoming Line Gasoline Header Valve
1001 |  | FNA-H212 | 008097 |  |  | Valve | Gate | 12" Incoming Line Oil Header Valve
1001 |  | FNA-H212 | 008098 |  |  | Valve Actuator | Electric | 12" Incoming Line Oil Header Valve
1001 |  | FNA-H411 | 008099 |  |  | Valve | Plug | 24" Incoming Line Tankage Header Valve
1001 |  | FNA-H411 | 008100 |  |  | Valve Actuator | Electric | 24" Incoming Line Tankage Header Valve
1001 |  | FNA-H412 | 008101 |  |  | Valve | Plug | Magellan Delivery Line Header Valve
1001 |  | FNA-H412 | 008102 |  |  | Valve Actuator | Electric | Magellan Delivery Line Header Valve
1001 |  | FNA-LIT-520 | 008103 |  |  | Transmitter | Level | Sump Tank ST-101 Level Transmitter
1001 |  | FNA-LS-524 | 008104 |  |  | Switch | Level | Sump Tank ST-204 Level Switch Low
1001 |  | FNA-LSH-524 | 008105 |  |  | Switch | Level | Sump Tank ST-204 Level Switch High
1001 |  | FNA-LSHH-501 | 008106 |  |  | Switch | Level | Tank 2401 Level Switch High High
1001 |  | FNA-LSHH-502 | 008107 |  |  | Switch | Level | Tank 2402 Level Switch High High
1001 |  | FNA-LSHH-503 | 008108 |  |  | Switch | Level | Tank 2403 Level Switch High High
1001 |  | FNA-LSHH-504 | 008109 |  |  | Switch | Level | Tank 2404 Level Switch High High
1001 |  | FNA-LSHH-505 | 008110 |  |  | Switch | Level | Tank 2405 Level Switch High High
1001 |  | FNA-LSHH-506 | 008111 |  |  | Switch | Level | Tank 2406 Level Switch High High
1001 |  | FNA-LSHH-520 | 008112 |  |  | Switch | Level | Sump Tank ST-101 Level Switch High High
1001 |  | FNA-LT-401 | 008113 |  |  | Transmitter | Level | Tank 2401 Level Transmitter
1001 |  | FNA-LT-402 | 008114 |  |  | Transmitter | Level | Tank 2402 Level Transmitter
1001 |  | FNA-LT-403 | 008115 |  |  | Transmitter | Level | Tank 2403 Level Transmitter
1001 |  | FNA-LT-404 | 008116 |  |  | Transmitter | Level | Tank 2404 Level Transmitter
1001 |  | FNA-LT-405 | 008117 |  |  | Transmitter | Level | Tank 2405 Level Transmitter
1001 |  | FNA-LT-406 | 008118 |  |  | Transmitter | Level | Tank 2406 Level Transmitter
1001 |  | FNA-M101 | 008119 |  |  | Valve | Ball | Tank 2401 12" Outgoing Line Manifold Suction Valve
1001 |  | FNA-M101 | 008120 |  |  | Valve Actuator | Electric | Tank 2401 12" Outgoing Line Manifold Suction Valve
1001 |  | FNA-M101 | 008121 |  |  | Gearbox | Quarter Turn | Tank 2401 12" Outgoing Line Manifold Suction Valve
1001 |  | FNA-M102 | 008122 |  |  | Valve | Ball | Tank 2402/2404 12" Outgoing Line Manifold Suction Valve
1001 |  | FNA-M102 | 008123 |  |  | Valve Actuator | Electric | Tank 2402/2404 12" Outgoing Line Manifold Suction Valve
1001 |  | FNA-M102 | 008124 |  |  | Gearbox | Quarter Turn | Tank 2402/2404 12" Outgoing Line Manifold Suction Valve
1001 |  | FNA-M103 | 008125 |  |  | Valve | Ball | Tank 2403 12" Outgoing Line Manifold Suction Valve
1001 |  | FNA-M103 | 008126 |  |  | Valve Actuator | Electric | Tank 2403 12" Outgoing Line Manifold Suction Valve
1001 |  | FNA-M103 | 008127 |  |  | Gearbox | Quarter Turn | Tank 2403 12" Outgoing Line Manifold Suction Valve
1001 |  | FNA-M105 | 008128 |  |  | Valve | Ball | Tank 2405 12" Outgoing Line Manifold Suction Valve
1001 |  | FNA-M105 | 008129 |  |  | Valve Actuator | Electric | Tank 2405 12" Outgoing Line Manifold Suction Valve
1001 |  | FNA-M105 | 008130 |  |  | Gearbox | Quarter Turn | Tank 2405 12" Outgoing Line Manifold Suction Valve
1001 |  | FNA-M106 | 008131 |  |  | Valve | Ball | Tank 2406 12" Outgoing Line Manifold Suction Valve
1001 |  | FNA-M106 | 008132 |  |  | Valve Actuator | Electric | Tank 2406 12" Outgoing Line Manifold Suction Valve
1001 |  | FNA-M106 | 008133 |  |  | Gearbox | Quarter Turn | Tank 2406 12" Outgoing Line Manifold Suction Valve
1001 |  | FNA-M201 | 008134 |  |  | Valve | Gate | Tank 2401 12" Incoming Line Manifold Fill Valve
1001 |  | FNA-M201 | 008135 |  |  | Gearbox | Bevel Gear Operator | Tank 2401 12" Incoming Line Manifold Fill Valve
1001 |  | FNA-M202 | 008136 |  |  | Valve | Gate | Tank 2402 12" Incoming Line Manifold Fill Valve
1001 |  | FNA-M202 | 008137 |  |  | Gearbox | Bevel Gear Operator | Tank 2402 12" Incoming Line Manifold Fill Valve
1001 |  | FNA-M203 | 008138 |  |  | Valve | Gate | Tank 2403 12" Incoming Line Manifold Fill Valve
1001 |  | FNA-M203 | 008139 |  |  | Gearbox | Bevel Gear Operator | Tank 2403 12" Incoming Line Manifold Fill Valve
1001 |  | FNA-M204 | 008140 |  |  | Valve | Gate | Tank 2404 12" Incoming Line Manifold Fill Valve
1001 |  | FNA-M204 | 008141 |  |  | Gearbox | Bevel Gear Operator | Tank 2404 12" Incoming Line Manifold Fill Valve
1001 |  | FNA-M205 | 008142 |  |  | Valve | Gate | Tank 2405 12" Incoming Line Manifold Fill Valve
1001 |  | FNA-M205 | 008143 |  |  | Gearbox | Bevel Gear Operator | Tank 2405 12" Incoming Line Manifold Fill Valve
1001 |  | FNA-M206 | 008144 |  |  | Valve | Gate | Tank 2406 12" Incoming Line Manifold Fill Valve
1001 |  | FNA-M206 | 008145 |  |  | Gearbox | Bevel Gear Operator | Tank 2406 12" Incoming Line Manifold Fill Valve
1001 |  | FNA-M401 | 008146 |  |  | Valve | Gate | Tank 2401 24" Incoming Line Manifold Fill Valve
1001 |  | FNA-M401 | 008147 |  |  | Valve Actuator | Electric | Tank 2401 24" Incoming Line Manifold Fill Valve
1001 |  | FNA-M402 | 008148 |  |  | Valve | Gate | Tank 2402 24" Incoming Line Manifold Fill Valve
1001 |  | FNA-M402 | 008149 |  |  | Valve Actuator | Electric | Tank 2402 24" Incoming Line Manifold Fill Valve
1001 |  | FNA-M403 | 008150 |  |  | Valve | Gate | Tank 2403 24" Incoming Line Manifold Fill Valve
1001 |  | FNA-M403 | 008151 |  |  | Valve Actuator | Electric | Tank 2403 24" Incoming Line Manifold Fill Valve
1001 |  | FNA-M404 | 008152 |  |  | Valve | Gate | Tank 2404 24" Incoming Line Manifold Fill Valve
1001 |  | FNA-M404 | 008153 |  |  | Valve Actuator | Electric | Tank 2404 24" Incoming Line Manifold Fill Valve
1001 |  | FNA-M405 | 008154 |  |  | Valve | Gate | Tank 2405 24" Incoming Line Manifold Fill Valve
1001 |  | FNA-M405 | 008155 |  |  | Valve Actuator | Electric | Tank 2405 24" Incoming Line Manifold Fill Valve
1001 |  | FNA-M406 | 008156 |  |  | Valve | Gate | Tank 2406 24" Incoming Line Manifold Fill Valve
1001 |  | FNA-M406 | 008157 |  |  | Valve Actuator | Electric | Tank 2406 24" Incoming Line Manifold Fill Valve
1001 |  | FNA-M415 | 008158 |  |  | Valve | Ball | Tankage Transmix Line Manifold Valve
1001 |  | FNA-M415 | 008159 |  |  | Gearbox | Quarter Turn | Tankage Transmix Line Manifold Valve
1001 |  | FNA-M415 | 008160 |  |  | Valve Actuator | Electric | Tankage Transmix Line Manifold Valve
1001 |  | FNA-M416 | 008161 |  |  | Valve | Ball | Tankage Oil Line Manifold Valve
1001 |  | FNA-M416 | 008162 |  |  | Gearbox | Quarter Turn | Tankage Oil Line Manifold Valve
1001 |  | FNA-M416 | 008163 |  |  | Valve Actuator | Electric | Tankage Oil Line Manifold Valve
1001 |  | FNA-M417 | 008164 |  |  | Valve | Ball | Tankage Gasoline Line Manifold Valve
1001 |  | FNA-M417 | 008165 |  |  | Gearbox | Quarter Turn | Tankage Gasoline Line Manifold Valve
1001 |  | FNA-M417 | 008166 |  |  | Valve Actuator | Electric | Tankage Gasoline Line Manifold Valve
1001 |  | FNA-M418 | 008167 |  |  | Valve | Gate | Gas to Oil Tankage Line Crossover Valve
1001 |  | FNA-M418 | 008168 |  |  | Gearbox | Bevel Gear Operator | Gas to Oil Tankage Line Crossover Valve
1001 |  | FNA-M419 | 008169 |  |  | Valve | Gate | Transmix Tankage Line to Tank 2401 Fill Line Block Valve
1001 |  | FNA-M419 | 008170 |  |  | Valve Actuator | Electric | Transmix Tankage Line to Tank 2401 Fill Line Block Valve
1001 |  | FNA-MTR-76 | 008171 |  |  | Flow Meter | Turbine | Meter 76
1001 |  | FNA-OWS | 008172 |  |  | Oil / Water Separator |  | Oil Water Separator System
1001 |  | FNA-P111 | 008173 |  |  | Valve | Ball | PU-1 Discharge Valve
1001 |  | FNA-P111 | 008174 |  |  | Gearbox | Quarter Turn | PU-1 Discharge Valve
1001 |  | FNA-P111 | 008175 |  |  | Valve Actuator | Electric | PU-1 Discharge Valve
1001 |  | FNA-P121 | 008176 |  |  | Valve | Ball | PU-2 Discharge Valve
1001 |  | FNA-P121 | 008177 |  |  | Gearbox | Quarter Turn | PU-2 Discharge Valve
1001 |  | FNA-P121 | 008178 |  |  | Valve Actuator | Electric | PU-2 Discharge Valve
1001 |  | FNA-P130 | 008179 |  |  | Valve | Ball | PU-1 Suction Valve
1001 |  | FNA-P130 | 008180 |  |  | Gearbox | Quarter Turn | PU-1 Suction Valve
1001 |  | FNA-P130 | 008181 |  |  | Valve Actuator | Electric | PU-1 Suction Valve
1001 |  | FNA-P131 | 008182 |  |  | Valve | Ball | PU-3 Discharge Valve
1001 |  | FNA-P131 | 008183 |  |  | Gearbox | Quarter Turn | PU-3 Discharge Valve
1001 |  | FNA-P131 | 008184 |  |  | Valve Actuator | Electric | PU-3 Discharge Valve
1001 |  | FNA-PCV603 | 008185 |  |  | Valve | Control | 24" Incoming Line Pressure Control Valve
1001 |  | FNA-PCV610 | 008186 |  |  | Valve | Control | 12" Outgoing Line Pressure Control Valve
1001 |  | FNA-PCV620 | 008187 |  |  | Valve | Control | 12" Incoming Line Pressure Control Valve
1001 |  | FNA-PIT-611 | 008188 |  |  | Transmitter | Pressure | PU-1 Suction Pressure Transmitter
1001 |  | FNA-PIT-612 | 008189 |  |  | Transmitter | Pressure | PU-2 Suction Pressure Transmitter
1001 |  | FNA-PIT-613 | 008190 |  |  | Transmitter | Pressure | PU-3 Suction Pressure Transmitter
1001 |  | FNA-PIT-640 | 008191 |  |  | Transmitter | Pressure | 24" Incoming Line Pressure Transmitter
1001 |  | FNA-PIT-641 | 008192 |  |  | Transmitter | Pressure | Meter 76 Meter Pressure Transmitter
1001 |  | FNA-PIT-642 | 008193 |  |  | Transmitter | Pressure | Tankage Manifold Pressure Transmitter
1001 |  | FNA-PIT-643 | 008194 |  |  | Transmitter | Pressure | Magellan Delivery Line Pressure Transmitter
1001 |  | FNA-PIT-644 | 008195 |  |  | Transmitter | Pressure | Sump Pump SP-101 Discharge Pressure Transmitter
1001 |  | FNA-PRV602A | 008196 |  |  | Valve | Surge Relief | 24" Incoming Line Tankage Pressure Relief Valve A
1001 |  | FNA-PRV602B | 008197 |  |  | Valve | Surge Relief | 24" Incoming Line Tankage Pressure Relief Valve B
1001 |  | FNA-PRVR | 008198 |  |  | Prover |  | 24" Incoming Line Prover
1001 |  | FNA-PSH-616 | 008199 |  |  | Switch | Pressure | 12" Outgoing Line Discharge Pressure Switch High
1001 |  | FNA-PSH-620 | 008200 |  |  | Switch | Pressure | 12" Incoming Line Header Pressure Switch High
1001 |  | FNA-PSL-661 | 008201 |  |  | Switch | Pressure | PU-1 Lube Oil System Pressure Switch Low
1001 |  | FNA-PSL-662 | 008202 |  |  | Switch | Pressure | PU-2 Lube Oil System Pressure Switch Low
1001 |  | FNA-PSL-663 | 008203 |  |  | Switch | Pressure | PU-3 Lube Oil System Pressure Switch Low
1001 |  | FNA-PT-610 | 008204 |  |  | Transmitter | Pressure | BPU-7 Suction Pressure Transmitter
1001 |  | FNA-PT-614 | 008205 |  |  | Transmitter | Pressure | 12" Outgoing Line Units Suction Pressure Transmitter
1001 |  | FNA-PT-615 | 008206 |  |  | Transmitter | Pressure | 12" Outgoing Line Case Pressure Transmitter
1001 |  | FNA-PT-616 | 008207 |  |  | Transmitter | Pressure | 12" Outgoing Line Discharge Pressure Transmitter
1001 |  | FNA-PT-620 | 008208 |  |  | Transmitter | Pressure | 12" Incoming Line Header Pressure Transmitter
1001 |  | FNA-PU-1 Motor | 008209 |  |  | Motor | Horizontal | Unit #1 Motor
1001 |  | FNA-PU-1 Pump | 008210 |  |  | Pump | Horizontal-Centrifugal | Unit #1 Pump
1001 |  | FNA-PU-2 Motor | 008211 |  |  | Motor | Horizontal | Unit #2 Motor
1001 |  | FNA-PU-2 Pump | 008212 |  |  | Pump | Horizontal-Centrifugal | Unit #2 Pump
1001 |  | FNA-PU-3 Motor | 008213 |  |  | Motor | Horizontal | Unit #3 Motor
1001 |  | FNA-PU-3 Pump | 008214 |  |  | Motor | Horizontal | Unit #3 Pump
1001 |  | FNA-S101 | 008215 |  |  | Valve | Ball | 12" Outgoing Line Launcher Outlet Valve
1001 |  | FNA-S101 | 008216 |  |  | Gearbox | Quarter Turn | 12" Outgoing Line Launcher Outlet Valve
1001 |  | FNA-S102 | 008217 |  |  | Valve | Gate | 12" Outgoing Line Launcher Inlet Valve
1001 |  | FNA-S102 | 008218 |  |  | Gearbox | Bevel Gear Operator | 12" Outgoing Line Launcher Inlet Valve
1001 |  | FNA-S103 | 008219 |  |  | Valve | Gate | 12" Outgoing Line Launcher Bypass Valve
1001 |  | FNA-S103 | 008220 |  |  | Gearbox | Bevel Gear Operator | 12" Outgoing Line Launcher Bypass Valve
1001 |  | FNA-S201 | 008221 |  |  | Valve | Gate | 12" Incoming Line Receiver Inlet Valve
1001 |  | FNA-S201 | 008222 |  |  | Gearbox | Bevel Gear Operator | 12" Incoming Line Receiver Inlet Valve
1001 |  | FNA-S202 | 008223 |  |  | Valve | Ball | 12" Incoming Line Receiver Outlet Valve
1001 |  | FNA-S202 | 008224 |  |  | Gearbox | Quarter Turn | 12" Incoming Line Receiver Outlet Valve
1001 |  | FNA-S203 | 008225 |  |  | Valve | Gate | 12" Incoming Line Receiver Bypass Valve
1001 |  | FNA-S203 | 008226 |  |  | Gearbox | Bevel Gear Operator | 12" Incoming Line Receiver Bypass Valve
1001 |  | FNA-SLP-101 Motor | 008227 |  |  | Motor | Horizontal | Slip Loop Unit Motor
1001 |  | FNA-SLP-101 Pump | 008228 |  |  | Pump | Gravitometer | Slip Loop Unit Pump
1001 |  | FNA-SP-101 Motor | 008229 |  |  | Motor | Vertical | Sump Unit Motor Near Auto Sampler Building
1001 |  | FNA-SP-101 Pump | 008230 |  |  | Pump | Vertical Can-Sump | Sump Unit Pump Near Auto Sampler Building
1001 |  | FNA-SP-204 Motor | 008231 |  |  | Motor | Vertical | Sump Unit Motor 12" Incoming Line
1001 |  | FNA-SP-204 Pump | 008232 |  |  | Pump | Vertical Can-Sump | Sump Unit Pump 12" Incoming Line
1001 |  | FNA-ST-101 | 008233 |  |  | Tank | Sump | Sump Tank Near Auto Sampler Building
1001 |  | FNA-ST-204 | 008234 |  |  | Tank | Sump | Sump Tank 12" Incoming Line
1001 |  | FNA-STR-101 | 008235 |  |  | Strainer |  | 24" Incoming Line Strainer
1001 |  | FNA-STR-101 | 008236 |  |  | Strainer Basket |  | 24" Incoming Line Strainer
1001 |  | FNA-STR-102 | 008237 |  |  | Strainer |  | 12" Outgoing Line Strainer
1001 |  | FNA-STR-102 | 008238 |  |  | Strainer Basket |  | 12" Outgoing Line Strainer
1001 |  | FNA-T101 | 008239 |  |  | Valve | Gate | Tank 2401 Suction Shell Valve
1001 |  | FNA-T101 | 008240 |  |  | Valve Actuator | Electric | Tank 2401 Suction Shell Valve
1001 |  | FNA-T102 | 008241 |  |  | Valve | Gate | Tank 2402 Suction Shell Valve
1001 |  | FNA-T102 | 008242 |  |  | Valve Actuator | Electric | Tank 2402 Suction Shell Valve
1001 |  | FNA-T103 | 008243 |  |  | Valve | Gate | Tank 2403 Suction Shell Valve
1001 |  | FNA-T103 | 008244 |  |  | Valve Actuator | Electric | Tank 2403 Suction Shell Valve
1001 |  | FNA-T104 | 008245 |  |  | Valve | Gate | Tank 2404 Suction Shell Valve
1001 |  | FNA-T104 | 008246 |  |  | Valve Actuator | Electric | Tank 2404 Suction Shell Valve
1001 |  | FNA-T105 | 008247 |  |  | Valve | Gate | Tank 2405 Suction Shell Valve
1001 |  | FNA-T105 | 008248 |  |  | Valve Actuator | Electric | Tank 2405 Suction Shell Valve
1001 |  | FNA-T106 | 008249 |  |  | Valve | Gate | Tank 2406 Suction Shell Valve
1001 |  | FNA-T106 | 008250 |  |  | Valve Actuator | Electric | Tank 2406 Suction Shell Valve
1001 |  | FNA-T401 | 008251 |  |  | Valve | Gate | Tank 2401 Fill Shell Valve
1001 |  | FNA-T401 | 008252 |  |  | Valve Actuator | Electric | Tank 2401 Fill Shell Valve
1001 |  | FNA-T402 | 008253 |  |  | Valve | Gate | Tank 2402 Fill Shell Valve
1001 |  | FNA-T402 | 008254 |  |  | Valve Actuator | Electric | Tank 2402 Fill Shell Valve
1001 |  | FNA-T403 | 008255 |  |  | Valve | Gate | Tank 2403 Fill Shell Valve
1001 |  | FNA-T403 | 008256 |  |  | Valve Actuator | Electric | Tank 2403 Fill Shell Valve
1001 |  | FNA-T404 | 008257 |  |  | Valve | Gate | Tank 2404 Fill Shell Valve
1001 |  | FNA-T404 | 008258 |  |  | Valve Actuator | Electric | Tank 2404 Fill Shell Valve
1001 |  | FNA-T405 | 008259 |  |  | Valve | Gate | Tank 2405 Fill Shell Valve
1001 |  | FNA-T405 | 008260 |  |  | Valve Actuator | Electric | Tank 2405 Fill Shell Valve
1001 |  | FNA-T406 | 008261 |  |  | Valve | Gate | Tank 2406 Fill Shell Valve
1001 |  | FNA-T406 | 008262 |  |  | Valve Actuator | Electric | Tank 2406 Fill Shell Valve
1001 |  | FNA-TIT-714 | 008263 |  |  | Transmitter | Temperature | 12" Outgoing Line Temperature Transmitter
1001 |  | FNA-TIT-741 | 008264 |  |  | Transmitter | Temperature | Meter 76 Meter Temperature Transmitter
1001 |  | FNA-TRV-101 | 008265 |  |  | Thermal Relief |  | 24" Incoming Line Receiver Thermal Relief
1001 |  | FNA-TRV-102 | 008266 |  |  | Thermal Relief |  | Meter 76 Piping Thermal Relief
1001 |  | FNA-TRV-103 | 008267 |  |  | Thermal Relief |  | 24" Incoming Line Prover Thermal Relief
1001 |  | FNA-TRV-104 | 008268 |  |  | Thermal Relief |  | 24" Incoming Line Header Thermal Relief
1001 |  | FNA-TRV-105 | 008269 |  |  | Thermal Relief |  | PCV603 Upstream Piping Thermal Relief
1001 |  | FNA-TRV-106 | 008270 |  |  | Thermal Relief |  | Magellan Delivery Line Thermal Relief
1001 |  | FNA-TRV-108 | 008271 |  |  | Thermal Relief |  | Tankage Transmix Line Thermal Relief
1001 |  | FNA-TRV-109 | 008272 |  |  | Thermal Relief |  | Tankage Oil Line Thermal Relief
1001 |  | FNA-TRV-110 | 008273 |  |  | Thermal Relief |  | Tankage Gasoline Line Thermal Relief
1001 |  | FNA-TRV-111 | 008274 |  |  | Thermal Relief |  | 12" Incoming Line Thermal Relief
1001 |  | FNA-TRV-112 | 008275 |  |  | Thermal Relief |  | Upstream of 12" Outgoing Strainer Thermal Relief
1001 |  | FNA-TRV-113 | 008276 |  |  | Thermal Relief |  | PU-2 Upstream Suction Piping Thermal Relief
1001 |  | FNA-TRV-114 | 008277 |  |  | Thermal Relief |  | PU-2 Discharge Piping Thermal Relief
1001 |  | FNA-TRV-115 | 008278 |  |  | Thermal Relief |  | PU-3 Suction Piping Thermal Relief
1001 |  | FNA-TRV-116 | 008279 |  |  | Thermal Relief |  | 12" Outgoing Line Case Pressure Thermal Relief
1001 |  | FNA-TRV-118 | 008280 |  |  | Thermal Relief |  | Tank 2401 Fill Line Thermal Relief
1001 |  | FNA-TRV-119 | 008281 |  |  | Thermal Relief |  | Tank 2402 Fill Line Thermal Relief
1001 |  | FNA-TRV-120 | 008282 |  |  | Thermal Relief |  | Tank 2403 Fill Line Thermal Relief
1001 |  | FNA-TRV-121 | 008283 |  |  | Thermal Relief |  | Tank 2405 Fill Line Thermal Relief
1001 |  | FNA-TRV-122 | 008284 |  |  | Thermal Relief |  | Tank 2404 Fill Line Thermal Relief
1001 |  | FNA-TRV-123 | 008285 |  |  | Thermal Relief |  | Tank 2406 Fill Line Thermal Relief
1001 |  | FNA-TRV-124 | 008286 |  |  | Thermal Relief |  | BP403 Body Thermal Relief
1001 |  | FNA-VM-902 | 008287 |  |  | Transmitter | Hazardous Atmosphere | Sump ST-101 Area Vapor Monitor
1001 |  | FNA-VM-903 | 008288 |  |  | Transmitter | Hazardous Atmosphere | Magellan Launcher Area Vapor Monitor
1001 |  | FNA-VM-904 | 008289 |  |  | Transmitter | Hazardous Atmosphere | 12" Incoming Line Manifold Area Vapor Monitor
1001 |  | FNA-VM-905 | 008290 |  |  | Transmitter | Hazardous Atmosphere | PU-1 Motor Area Vapor Monitor
1001 |  | FNA-VM-906 | 008291 |  |  | Transmitter | Hazardous Atmosphere | PU-1 Discharge Piping Area Vapor Monitor
1001 |  | FNA-VM-907 | 008292 |  |  | Transmitter | Hazardous Atmosphere | PU-3 Area Vapor Monitor
1001 |  | FNA-VT-201 | 008293 |  |  | Transmitter | Vibration | PU-1 Motor Outboard Vibration Transmitter
1001 |  | FNA-VT-202 | 008294 |  |  | Transmitter | Vibration | PU-1 Pump Outboard Vibration Transmitter
1001 |  | FNA-VT-203 | 008295 |  |  | Transmitter | Vibration | PU-1 Pump Inboard Vibration Transmitter
1001 |  | FNA-VT-204 | 008296 |  |  | Transmitter | Vibration | PU-2 Motor Outboard Vibration Transmitter
1001 |  | FNA-VT-205 | 008297 |  |  | Transmitter | Vibration | PU-2 Pump Outboard Vibration Transmitter
1001 |  | FNA-VT-206 | 008298 |  |  | Transmitter | Vibration | PU-2 Pump Inboard Vibration Transmitter
1001 |  | FNA-VT-207 | 008299 |  |  | Transmitter | Vibration | PU-3 Motor Outboard Vibration Transmitter
1001 |  | FNA-VT-208 | 008300 |  |  | Transmitter | Vibration | PU-3 Pump Outboard Vibration Transmitter
1001 |  | FNA-VT-209 | 008301 |  |  | Transmitter | Vibration | PU-3 Pump Inboard Vibration Transmitter
1001 |  | FNA-X401 | 008302 |  |  | Valve | Gate | Meter 76 Inlet Valve
1001 |  | FNA-X401 | 008303 |  |  | Valve Actuator | Electric | Meter 76 Inlet Valve
1001 |  | FNA-ZS0-602A | 008304 |  |  | Switch | Position | PRV602A Position Switch Open
1001 |  | FNA-ZS0-602B | 008305 |  |  | Switch | Position | PRV602B Position Switch Open
1007 |  | FOR-Generic | 008306 |  |  | Generic |  | Generic Equipment
1007 |  | FWM-SP-101 Motor | 008307 |  |  | Motor | Horizontal | Sump/Transfer Unit Motor
1007 |  | FWT-SP-101 Motor | 008308 |  |  | Motor | Vertical | Sump Unit Motor
1003 |  | GER-PU1-Motor | 008309 |  |  | Motor | Horizontal | Unit #1 Motor
1003 |  | GER-PU3-Motor | 008310 |  |  | Motor | Horizontal | Unit #3 Motor
1003 |  | GER-SP-101 Motor | 008311 |  |  | Motor | Vertical | Sump Unit Motor
1003 |  | GER-SWGR | 008312 |  |  | Switchgear |  | Switchgear
1003 |  | GLN-142 | 008313 |  |  | Breaker | Medium Voltage | Unit 1 Breaker
1003 |  | GLN-242 | 008314 |  |  | Breaker | Medium Voltage | Unit 2 Breaker
1003 |  | GLN-342 | 008315 |  |  | Breaker | Medium Voltage | Unit 3 Breaker
1003 |  | GLN-742 | 008316 |  |  | Breaker | Medium Voltage | Unit 7 Breaker
1003 |  | GLN-842 | 008317 |  |  | Breaker | Medium Voltage | Unit 8 Breaker
1003 |  | GLN-AUX52 | 008318 |  |  | Breaker | Medium Voltage | Axiliary Main Breaker
1003 |  | GLN-BPU7-Motor | 008319 |  |  | Motor | Vertical | Booster Pump Unit #7 Motor
1003 |  | GLN-BPU8-Motor | 008320 |  |  | Motor | Vertical | Booster Pump Unit #8 Motor
1003 |  | GLN-M52 | 008321 |  |  | Breaker | Medium Voltage | Main Breaker
1003 |  | GLN-MLN-111 | 008322 |  |  | Relay | Motor Protection | PU-1 Multilin 469
1003 |  | GLN-MLN-211 | 008323 |  |  | Relay | Motor Protection | PU-2 Multilin 469
1003 |  | GLN-MLN-311 | 008324 |  |  | Relay | Motor Protection | PU-3 Multilin 469
1003 |  | GLN-MLN-711 | 008325 |  |  | Relay | Motor Protection | BPU-7 Multilin 469
1003 |  | GLN-MLN-811 | 008326 |  |  | Relay | Motor Protection | BPU-8 Multilin 469
1003 |  | GLN-MLN-A11 | 008327 |  |  | Relay | Feeder Protection | Auxiliary Main Breaker Multilin 750
1003 |  | GLN-MLN-M11 | 008328 |  |  | Relay | Feeder Protection | Main Breaker Multilin 750
1003 |  | GLN-PU1-Motor | 008329 |  |  | Motor | Horizontal | Pump Unit #1 Motor
1003 |  | GLN-PU2-Motor | 008330 |  |  | Motor | Horizontal | Pump Unit #2 Motor
1003 |  | GLN-PU3-Motor | 008331 |  |  | Motor | Horizontal | Pump Unit #3 Motor
1003 |  | GLN-SWGR | 008332 |  |  | Switchgear |  | Switchgear
1001 |  | GRA-ATS | 008333 |  |  | Switch | Automatic Transfer | Automatic Transfer Switch
1001 |  | GRA-ESDP-1 | 008334 |  |  | Panel | A/C Distribution | Essential Services Distribution Panel
1001 |  | GRA-LSHH-510 | 008335 |  |  | Switch | Level | Unit #1 Seal Fail Switch
1001 |  | GRA-LSHH-520 | 008336 |  |  | Switch | Level | Unit #2 Seal Fail Switch
1001 |  | GRA-PSH-614 | 008337 |  |  | Switch | Pressure | Unit #1 Air Filter Pressure Switch High
1001 |  | GRA-PSH-624 | 008338 |  |  | Switch | Pressure | Unit #2 Air Filter Pressure Switch High
1001 |  | GRA-PSL-612 | 008339 |  |  | Switch | Pressure | Unit #1 Lube Oil Pressure Switch Low
1001 |  | GRA-PSL-622 | 008340 |  |  | Switch | Pressure | Unit #2 Lube Oil Pressure Switch Low
1001 |  | GRA-PU1-LUB | 008341 |  |  | Lube Oil System |  | Unit #1 Lube Oil System
1001 |  | GRA-PU1-Motor | 008342 |  |  | Motor | Horizontal | Unit #1 Motor
1001 |  | GRA-PU2-LUB | 008343 |  |  | Lube Oil System |  | Unit #2 Lube Oil System
1001 |  | GRA-PU2-Motor | 008344 |  |  | Motor | Horizontal | Unit #2 Motor
1001 |  | GRA-SV-510 | 008345 |  |  | Valve | Solenoid | Unit #1 Seal Dump Solenoid Valve
1001 |  | GRA-SV-520 | 008346 |  |  | Valve | Solenoid | Unit #2 Seal Dump Soeinoid Valve
1001 |  | GRA-VFD-REACTOR | 008347 |  |  | Variable Frequency Drive |  | Variable Frequency Drive Reactor
1001 |  | GRA-VTR-101 | 008348 |  |  | Transformer |  | VFD Transformer
1001 |  | GRA-ZSO-603 | 008349 |  |  | Switch | Position | Station Control Valve Open Position Switch
1001 |  | GRA-ZT-603 | 008350 |  |  | Transmitter | Position | Station Control Valve Position Transmitter
1005 |  | GRF-SP-101 Motor | 008351 |  |  | Motor | Vertical | Sump Unit Motor
1007 |  | GRP-SP-101 Motor | 008352 |  |  | Motor | Horizontal | Sump/Transfer Unit Motor
1007 |  | GRP-SWGR | 008353 |  |  | Switchgear |  | Switchgear
1002 |  | GVL-BPU-5 Motor | 008354 |  |  | Motor | Vertical | Booster Pump #5 Motor
1002 |  | GVL-LSHH-536 | 008355 |  |  | Switch | Level | Tank 236 Level Switch High High
1002 |  | GVL-LSHH-537 | 008356 |  |  | Switch | Level | Tank 237 Level Switch High High
1002 |  | GVL-LT-516 | 008357 |  |  | Transmitter | Level | Tank 236 Level Transmitter
1002 |  | GVL-LT-517 | 008358 |  |  | Transmitter | Level | Tank 237 Level Transmitter
1002 |  | GVL-PU1-Motor | 008359 |  |  | Motor | Horizontal | Unit #1 Motor
1002 |  | GVL-PU2-Motor | 008360 |  |  | Motor | Horizontal | Unit #2 Motor
1002 |  | GVL-PU3-Motor | 008361 |  |  | Motor | Horizontal | Unit #3 Motor
1002 |  | GVL-PU7-Motor | 008362 |  |  | Motor | Horizontal | Unit #7 Motor
1002 |  | GVL-PU8-Motor | 008363 |  |  | Motor | Horizontal | Unit #8 Motor
1002 |  | GVL-SP-101 Motor | 008364 |  |  | Motor | Vertical | Sump Unit Motor
1002 |  | GVL-SWGR | 008365 |  |  | Switchgear |  | Switchgear
1001 |  | HAN-ATS | 008366 |  |  | Switch | Automatic Transfer | Automatic Transfer Switch
1001 |  | HAN-ESDP-1 | 008367 |  |  | Panel | A/C Distribution | Essential Services Distribution Panel
1001 |  | HAN-LSHH-510 | 008368 |  |  | Switch | Level | Unit #1 Seal Fail Switch
1001 |  | HAN-LSHH-520 | 008369 |  |  | Switch | Level | Unit #2 Seal Fail Switch
1001 |  | HAN-PSH-614 | 008370 |  |  | Switch | Pressure | Unit #1 Air Filter Pressure Switch High
1001 |  | HAN-PSH-624 | 008371 |  |  | Switch | Pressure | Unit #2 Air Filter Pressure Switch High
1001 |  | HAN-PSL-612 | 008372 |  |  | Switch | Pressure | Unit #1 Lube Oil Pressure Switch Low
1001 |  | HAN-PSL-622 | 008373 |  |  | Switch | Pressure | Unit #2 Lube Oil Pressure Switch Low
1001 |  | HAN-PU1-LUB | 008374 |  |  | Lube Oil System |  | Unit #1 Lube Oil System
1001 |  | HAN-PU1-Motor | 008375 |  |  | Motor | Horizontal | Unit #1 Motor
1001 |  | HAN-PU2-LUB | 008376 |  |  | Lube Oil System |  | Unit #2 Lube Oil System
1001 |  | HAN-PU2-Motor | 008377 |  |  | Motor | Horizontal | Unit #2 Motor
1001 |  | HAN-SV-510 | 008378 |  |  | Valve | Solenoid | Unit #1 Seal Dump Solenoid Valve
1001 |  | HAN-SV-520 | 008379 |  |  | Valve | Solenoid | Unit #2 Seal Dump Soeinoid Valve
1001 |  | HAN-VFD-REACTOR | 008380 |  |  | Variable Frequency Drive |  | Variable Frequency Drive Reactor
1001 |  | HAN-VTR-101 | 008381 |  |  | Transformer |  | VFD Transformer
1001 |  | HAN-ZSO-603 | 008382 |  |  | Switch | Position | Station Control Valve Open Position Switch
1001 |  | HAN-ZT-603 | 008383 |  |  | Transmitter | Position | Station Control Valve Position Transmitter
1005 |  | HMD-SP-101 Motor | 008384 |  |  | Motor | Vertical | Sump Unit Motor
1005 |  | HMD-SWGR | 008385 |  |  | Switchgear |  | Switchgear
1003 |  | HOL-PU1-Motor | 008386 |  |  | Motor | Horizontal | Unit #1 Motor
1003 |  | HOL-PU2-Motor | 008387 |  |  | Motor | Horizontal | Unit #2 Motor
1003 |  | HOL-PU3-Motor | 008388 |  |  | Motor | Horizontal | Unit #3 Motor
1003 |  | HOL-SP-101 Motor | 008389 |  |  | Motor | Vertical | Sump Unit Motor
1003 |  | HOL-SWGR | 008390 |  |  | Switchgear |  | Switchgear
1001 |  | HOU-PU1-Motor | 008391 |  |  | Motor | Horizontal | Unit #1 Motor
1001 |  | HOU-PU2-Motor | 008392 |  |  | Motor | Horizontal | Unit #2 Motor
1001 |  | HOU-PU3-Motor | 008393 |  |  | Motor | Horizontal | Unit #3 Motor
1001 |  | HOU-SP-101 Motor | 008394 |  |  | Motor | Vertical | Sump Unit Motor
1001 |  | HOU-SWGR | 008395 |  |  | Switchgear |  | Switchgear
1007 |  | HRN-Generic | 008396 |  |  | Generic |  | Generic Equipment
1001 |  | HUN-PU1-Motor | 008397 |  |  | Motor | Horizontal | Unit #1 Motor
1001 |  | HUN-PU2-Motor | 008398 |  |  | Motor | Horizontal | Unit #2 Motor
1001 |  | HUN-PU3-Motor | 008399 |  |  | Motor | Horizontal | Unit #3 Motor
1001 |  | HUN-SP-101 Motor | 008400 |  |  | Motor | Vertical | Sump Unit Motor
1001 |  | HUN-SWGR | 008401 |  |  | Switchgear |  | Switchgear
1007 |  | IRV-SP-101 Motor | 008402 |  |  | Motor | Horizontal | Sump/Transfer Unit Motor
1003 |  | JOP-ATS | 008403 |  |  | Switch | Automatic Transfer | Automatic Transfer Switch
1003 |  | JOP-ESDP-1 | 008404 |  |  | Panel | A/C Distribution | Essential Services Distribution Panel
1003 |  | JOP-LSHH-510 | 008405 |  |  | Switch | Level | Unit #1 Seal Fail Switch
1003 |  | JOP-LSHH-520 | 008406 |  |  | Switch | Level | Unit #2 Seal Fail Switch
1003 |  | JOP-PSH-614 | 008407 |  |  | Switch | Pressure | Unit #1 Air Filter Pressure Switch High
1003 |  | JOP-PSH-624 | 008408 |  |  | Switch | Pressure | Unit #2 Air Filter Pressure Switch High
1003 |  | JOP-PSL-612 | 008409 |  |  | Switch | Pressure | Unit #1 Lube Oil Pressure Switch Low
1003 |  | JOP-PSL-622 | 008410 |  |  | Switch | Pressure | Unit #2 Lube Oil Pressure Switch Low
1003 |  | JOP-PU1-LUB | 008411 |  |  | Lube Oil System |  | Unit #1 Lube Oil System
1003 |  | JOP-PU1-Motor | 008412 |  |  | Motor | Horizontal | Unit #1 Motor
1003 |  | JOP-PU2-LUB | 008413 |  |  | Lube Oil System |  | Unit #2 Lube Oil System
1003 |  | JOP-PU2-Motor | 008414 |  |  | Motor | Horizontal | Unit #2 Motor
1003 |  | JOP-SV-510 | 008415 |  |  | Valve | Solenoid | Unit #1 Seal Dump Solenoid Valve
1003 |  | JOP-SV-520 | 008416 |  |  | Valve | Solenoid | Unit #2 Seal Dump Soeinoid Valve
1003 |  | JOP-VFD-REACTOR | 008417 |  |  | Variable Frequency Drive |  | Variable Frequency Drive Reactor
1003 |  | JOP-VTR-101 | 008418 |  |  | Transformer |  | VFD Transformer
1003 |  | JOP-ZSO-603 | 008419 |  |  | Switch | Position | Station Control Valve Open Position Switch
1003 |  | JOP-ZT-603 | 008420 |  |  | Transmitter | Position | Station Control Valve Position Transmitter
1007 |  | LCR-Generic | 008421 |  |  | Generic |  | Generic Equipment
1004 |  | LEB-LS-V-1 | 008422 |  |  | Switch | Level | Seal Fail
1004 |  | LEB-PU1-Motor | 008423 |  |  | Motor | Horizontal | Unit #1 Motor
1004 |  | LEB-PU3-Motor | 008424 |  |  | Motor | Horizontal | Unit #3 Motor
1004 |  | LEB-SD1 | 008425 |  |  | Valve | Swing Check | Check Valve
1004 |  | LEB-SP-101 Motor | 008426 |  |  | Motor | Vertical | Sump Unit Motor
1004 |  | LEB-SWGR | 008427 |  |  | Switchgear |  | Switchgear
1002 |  | MAB-ATS | 008428 |  |  | Switch | Automatic Transfer | Automatic Transfer Switch
1002 |  | MAB-ESDP-1 | 008429 |  |  | Panel | A/C Distribution | Essential Services Distribution Panel
1002 |  | MAB-LSHH-510 | 008430 |  |  | Switch | Level | Unit #1 Seal Fail Switch
1002 |  | MAB-LSHH-520 | 008431 |  |  | Switch | Level | Unit #2 Seal Fail Switch
1002 |  | MAB-PSH-614 | 008432 |  |  | Switch | Pressure | Unit #1 Air Filter Pressure Switch High
1002 |  | MAB-PSH-624 | 008433 |  |  | Switch | Pressure | Unit #2 Air Filter Pressure Switch High
1002 |  | MAB-PSL-612 | 008434 |  |  | Switch | Pressure | Unit #1 Lube Oil Pressure Switch Low
1002 |  | MAB-PSL-622 | 008435 |  |  | Switch | Pressure | Unit #2 Lube Oil Pressure Switch Low
1002 |  | MAB-PU1-LUB | 008436 |  |  | Lube Oil System |  | Unit #1 Lube Oil System
1002 |  | MAB-PU1-Motor | 008437 |  |  | Motor | Horizontal | Unit #1 Motor
1002 |  | MAB-PU2-LUB | 008438 |  |  | Lube Oil System |  | Unit #2 Lube Oil System
1002 |  | MAB-PU2-Motor | 008439 |  |  | Motor | Horizontal | Unit #2 Motor
1002 |  | MAB-SV-510 | 008440 |  |  | Valve | Solenoid | Unit #1 Seal Dump Solenoid Valve
1002 |  | MAB-SV-520 | 008441 |  |  | Valve | Solenoid | Unit #2 Seal Dump Soeinoid Valve
1002 |  | MAB-VFD-REACTOR | 008442 |  |  | Variable Frequency Drive |  | Variable Frequency Drive Reactor
1002 |  | MAB-VTR-101 | 008443 |  |  | Transformer |  | VFD Transformer
1002 |  | MAB-ZSO-603 | 008444 |  |  | Switch | Position | Station Control Valve Open Position Switch
1002 |  | MAB-ZT-603 | 008445 |  |  | Transmitter | Position | Station Control Valve Position Transmitter
1003 |  | MTV-PU1-Motor | 008446 |  |  | Motor | Horizontal | Unit #1 Motor
1003 |  | MTV-PU3-Motor | 008447 |  |  | Motor | Horizontal | Unit #3 Motor
1003 |  | MTV-SP-101 Motor | 008448 |  |  | Motor | Vertical | Sump Unit Motor
1003 |  | MTV-SWGR | 008449 |  |  | Switchgear |  | Switchgear
1001 |  | NHO-Generic | 008450 |  |  | Generic |  | Generic Equipment
1001 |  | NPA-Generic | 008451 |  |  | Generic |  | Generic Equipment
1003 |  | OKM-ATS | 008452 |  |  | Switch | Automatic Transfer | Automatic Transfer Switch
1003 |  | OKM-ESDP-1 | 008453 |  |  | Panel | A/C Distribution | Essential Services Distribution Panel
1003 |  | OKM-LSHH-510 | 008454 |  |  | Switch | Level | Unit #1 Seal Fail Switch
1003 |  | OKM-LSHH-520 | 008455 |  |  | Switch | Level | Unit #2 Seal Fail Switch
1003 |  | OKM-PSH-614 | 008456 |  |  | Switch | Pressure | Unit #1 Air Filter Pressure Switch High
1003 |  | OKM-PSH-624 | 008457 |  |  | Switch | Pressure | Unit #2 Air Filter Pressure Switch High
1003 |  | OKM-PSL-612 | 008458 |  |  | Switch | Pressure | Unit #1 Lube Oil Pressure Switch Low
1003 |  | OKM-PSL-622 | 008459 |  |  | Switch | Pressure | Unit #2 Lube Oil Pressure Switch Low
1003 |  | OKM-PU1-LUB | 008460 |  |  | Lube Oil System |  | Unit #1 Lube Oil System
1003 |  | OKM-PU1-Motor | 008461 |  |  | Motor | Horizontal | Unit #1 Motor
1003 |  | OKM-PU2-LUB | 008462 |  |  | Lube Oil System |  | Unit #2 Lube Oil System
1003 |  | OKM-PU2-Motor | 008463 |  |  | Motor | Horizontal | Unit #2 Motor
1003 |  | OKM-SV-510 | 008464 |  |  | Valve | Solenoid | Unit #1 Seal Dump Solenoid Valve
1003 |  | OKM-SV-520 | 008465 |  |  | Valve | Solenoid | Unit #2 Seal Dump Soeinoid Valve
1003 |  | OKM-VFD-REACTOR | 008466 |  |  | Variable Frequency Drive |  | Variable Frequency Drive Reactor
1003 |  | OKM-VTR-101 | 008467 |  |  | Transformer |  | VFD Transformer
1003 |  | OKM-ZSO-603 | 008468 |  |  | Switch | Position | Station Control Valve Open Position Switch
1003 |  | OKM-ZT-603 | 008469 |  |  | Transmitter | Position | Station Control Valve Position Transmitter
1002 |  | PAL-PU1-Motor | 008470 |  |  | Motor | Horizontal | Unit #1 Motor
1002 |  | PAL-PU2-Motor | 008471 |  |  | Motor | Horizontal | Unit #2 Motor
1002 |  | PAL-PU3-Motor | 008472 |  |  | Motor | Horizontal | Unit #3 Motor
1002 |  | PAL-SP-101 Motor | 008473 |  |  | Motor | Vertical | Sump Unit Motor
1002 |  | PAL-SWGR | 008474 |  |  | Switchgear |  | Switchgear
1001 |  | PAS-SP-101 Motor | 008475 |  |  | Motor | Vertical | Sump Unit Motor
1001 |  | PAS-SWGR | 008476 |  |  | Switchgear |  | Switchgear
1006 |  | PTA-LSHH-520 | 008477 |  |  | Switch | Level | Tank 120 Level Switch High High
1006 |  | PTA-LSHH-521 | 008478 |  |  | Switch | Level | Tank 121 Level Switch High High
1006 |  | PTA-LSHH-522 | 008479 |  |  | Switch | Level | Tank 122 Level Switch High high
1006 |  | PTA-LSHH-523 | 008480 |  |  | Switch | Level | Tank 123 Level Switch High High
1006 |  | PTA-SP-101 Motor | 008481 |  |  | Motor | Vertical | Sump Unit Motor
1006 |  | PTA-SWGR | 008482 |  |  | Switchgear |  | Switchgear
1006 |  | PTN-SP-101 Motor | 008483 |  |  | Motor | Vertical | Sump Unit Motor
1002 |  | RCH-PU1-Motor | 008484 |  |  | Motor | Horizontal | Unit #1 Motor
1002 |  | RCH-SWGR | 008485 |  |  | Switchgear |  | Switchgear
1004 |  | ROL-ATS | 008486 |  |  | Switch | Automatic Transfer | Automatic Transfer Switch
1004 |  | ROL-ESDP-1 | 008487 |  |  | Panel | A/C Distribution | Essential Services Distribution Panel
1004 |  | ROL-LSHH-510 | 008488 |  |  | Switch | Level | Unit #1 Seal Fail Switch
1004 |  | ROL-LSHH-520 | 008489 |  |  | Switch | Level | Unit #2 Seal Fail Switch
1004 |  | ROL-PSH-614 | 008490 |  |  | Switch | Pressure | Unit #1 Air Filter Pressure Switch High
1004 |  | ROL-PSH-624 | 008491 |  |  | Switch | Pressure | Unit #2 Air Filter Pressure Switch High
1004 |  | ROL-PSL-612 | 008492 |  |  | Switch | Pressure | Unit #1 Lube Oil Pressure Switch Low
1004 |  | ROL-PSL-622 | 008493 |  |  | Switch | Pressure | Unit #2 Lube Oil Pressure Switch Low
1004 |  | ROL-PU1-LUB | 008494 |  |  | Lube Oil System |  | Unit #1 Lube Oil System
1004 |  | ROL-PU1-Motor | 008495 |  |  | Motor | Horizontal | Unit #1 Motor
1004 |  | ROL-PU2-LUB | 008496 |  |  | Lube Oil System |  | Unit #2 Lube Oil System
1004 |  | ROL-PU2-Motor | 008497 |  |  | Motor | Horizontal | Unit #2 Motor
1004 |  | ROL-SV-510 | 008498 |  |  | Valve | Solenoid | Unit #1 Seal Dump Solenoid Valve
1004 |  | ROL-SV-520 | 008499 |  |  | Valve | Solenoid | Unit #2 Seal Dump Soeinoid Valve
1004 |  | ROL-VFD-REACTOR | 008500 |  |  | Variable Frequency Drive |  | Variable Frequency Drive Reactor
1004 |  | ROL-VTR-101 | 008501 |  |  | Transformer |  | VFD Transformer
1004 |  | ROL-ZSO-603 | 008502 |  |  | Switch | Position | Station Control Valve Open Position Switch
1004 |  | ROL-ZT-603 | 008503 |  |  | Transmitter | Position | Station Control Valve Position Transmitter
1003 |  | SPR-ATS | 008504 |  |  | Switch | Automatic Transfer | Automatic Transfer Switch
1003 |  | SPR-ESDP-1 | 008505 |  |  | Panel | A/C Distribution | Essential Services Distribution Panel
1003 |  | SPR-LSHH-510 | 008506 |  |  | Switch | Level | Unit #1 Seal Fail Switch
1003 |  | SPR-LSHH-520 | 008507 |  |  | Switch | Level | Unit #2 Seal Fail Switch
1003 |  | SPR-PSH-614 | 008508 |  |  | Switch | Pressure | Unit #1 Air Filter Pressure Switch High
1003 |  | SPR-PSH-624 | 008509 |  |  | Switch | Pressure | Unit #2 Air Filter Pressure Switch High
1003 |  | SPR-PSL-612 | 008510 |  |  | Switch | Pressure | Unit #1 Lube Oil Pressure Switch Low
1003 |  | SPR-PSL-622 | 008511 |  |  | Switch | Pressure | Unit #2 Lube Oil Pressure Switch Low
1003 |  | SPR-PU1-LUB | 008512 |  |  | Lube Oil System |  | Unit #1 Lube Oil System
1003 |  | SPR-PU1-Motor | 008513 |  |  | Motor | Horizontal | Unit #1 Motor
1003 |  | SPR-PU2-LUB | 008514 |  |  | Lube Oil System |  | Unit #2 Lube Oil System
1003 |  | SPR-PU2-Motor | 008515 |  |  | Motor | Horizontal | Unit #2 Motor
1003 |  | SPR-SV-510 | 008516 |  |  | Valve | Solenoid | Unit #1 Seal Dump Solenoid Valve
1003 |  | SPR-SV-520 | 008517 |  |  | Valve | Solenoid | Unit #2 Seal Dump Soeinoid Valve
1003 |  | SPR-VFD-REACTOR | 008518 |  |  | Variable Frequency Drive |  | Variable Frequency Drive Reactor
1003 |  | SPR-VTR-101 | 008519 |  |  | Transformer |  | VFD Transformer
1003 |  | SPR-ZSO-603 | 008520 |  |  | Switch | Position | Station Control Valve Open Position Switch
1003 |  | SPR-ZT-603 | 008521 |  |  | Transmitter | Position | Station Control Valve Position Transmitter
1004 |  | STL-SP-101 Motor | 008522 |  |  | Motor | Vertical | Sump Unit Motor
1004 |  | STP-SP-101 Motor | 008523 |  |  | Motor | Vertical | Sump Unit Motor
1003 |  | TUW-SP-101 Motor | 008524 |  |  | Motor | Vertical | Sump Unit Motor
1003 |  | VIN-PU1-Motor | 008525 |  |  | Motor | Horizontal | Unit #1 Motor
1003 |  | VIN-PU3-Motor | 008526 |  |  | Motor | Horizontal | Unit #3 Motor
1003 |  | VIN-SP-101 Motor | 008527 |  |  | Motor | Vertical | Sump Unit Motor
1003 |  | VIN-SWGR | 008528 |  |  | Switchgear |  | Switchgear
1007 |  | WAC-Generic | 008529 |  |  | Generic |  | Generic Equipment
1004 |  | WDR-BPU-10 Motor | 008530 |  |  | Motor | Vertical | Booster Pump #10 Motor
1004 |  | WDR-BPU-11 Motor | 008531 |  |  | Motor | Vertical | Booster Pump #11 Motor
1004 |  | WDR-BPU-5 Motor | 008532 |  |  | Motor | Vertical | Booster Pump #5 Motor
1004 |  | WDR-BPU-6 Motor | 008533 |  |  | Motor | Vertical | Booster Pump #6 Motor
1004 |  | WDR-PU1-Motor | 008534 |  |  | Motor | Horizontal | Unit #1 Motor
1004 |  | WDR-PU3-Motor | 008535 |  |  | Motor | Horizontal | Unit #3 Motor
1004 |  | WDR-PU7-Motor | 008536 |  |  | Motor | Vertical | Unit #7 Motor
1004 |  | WDR-PU9-Motor | 008537 |  |  | Motor | Vertical | Unit #9 Motor
1004 |  | WDR-SP-101 Motor | 008538 |  |  | Motor | Vertical | Sump Unit Motor
1004 |  | WDR-SWGR | 008539 |  |  | Switchgear |  | Switchgear
1004 |  | WEL-ATS | 008540 |  |  | Switch | Automatic Transfer | Automatic Transfer Switch
1004 |  | WEL-ESDP-1 | 008541 |  |  | Panel | A/C Distribution | Essential Services Distribution Panel
1004 |  | WEL-LSHH-510 | 008542 |  |  | Switch | Level | Unit #1 Seal Fail Switch
1004 |  | WEL-LSHH-520 | 008543 |  |  | Switch | Level | Unit #2 Seal Fail Switch
1004 |  | WEL-PSH-614 | 008544 |  |  | Switch | Pressure | Unit #1 Air Filter Pressure Switch High
1004 |  | WEL-PSH-624 | 008545 |  |  | Switch | Pressure | Unit #2 Air Filter Pressure Switch High
1004 |  | WEL-PSL-612 | 008546 |  |  | Switch | Pressure | Unit #1 Lube Oil Pressure Switch Low
1004 |  | WEL-PSL-622 | 008547 |  |  | Switch | Pressure | Unit #2 Lube Oil Pressure Switch Low
1004 |  | WEL-PU1-LUB | 008548 |  |  | Lube Oil System |  | Unit #1 Lube Oil System
1004 |  | WEL-PU1-Motor | 008549 |  |  | Motor | Horizontal | Unit #1 Motor
1004 |  | WEL-PU2-LUB | 008550 |  |  | Lube Oil System |  | Unit #2 Lube Oil System
1004 |  | WEL-PU2-Motor | 008551 |  |  | Motor | Horizontal | Unit #2 Motor
1004 |  | WEL-SV-510 | 008552 |  |  | Valve | Solenoid | Unit #1 Seal Dump Solenoid Valve
1004 |  | WEL-SV-520 | 008553 |  |  | Valve | Solenoid | Unit #2 Seal Dump Soeinoid Valve
1004 |  | WEL-VFD-REACTOR | 008554 |  |  | Variable Frequency Drive |  | Variable Frequency Drive Reactor
1004 |  | WEL-VTR-101 | 008555 |  |  | Transformer |  | VFD Transformer
1004 |  | WEL-ZSO-603 | 008556 |  |  | Switch | Position | Station Control Valve Open Position Switch
1004 |  | WEL-ZT-603 | 008557 |  |  | Transmitter | Position | Station Control Valve Position Transmitter
1001 |  | WSB-Generic | 008558 |  |  | Generic |  | Generic Equipment
1001 |  | WSB-SWGR | 008559 |  |  | Switchgear |  | Switchgear
1001 |  | WYN-Generic | 008560 |  |  | Generic |  | Generic Equipment
1002 |  | BON_DUR_ROBV362.25-PIT-601 | 007559 |  |  | Transmitter | Pressure | Upstream Line Pressure
1002 |  | BON_DUR_ROBV362.25-LSHH-501 | 007560 |  |  | Switch | Level | Seal Fail Level Switch Hi Hi
1002 |  | BON_DUR_ROBV362.25-G101 | 007561 |  |  | Valve | Gate | Mainline Block Valve
1002 |  | BON_DUR_ROBV362.25-G101 | 007562 |  |  | Valve Actuator | Electric | Mainline Block Valve
1002 |  | BON_DUR_ROBV362.25-G101 | 007563 |  |  | Gearbox | Bevel Gear Operator | Mainline Block Valve
1002 |  | BON_DUR_ROBV362.25-PIT-602 | 007564 |  |  | Transmitter | Pressure | Downstream Line Pressure
1002 |  | BON_DUR_ROBV362.25-TT-701 | 007565 |  |  | Transmitter | Temperature | Pipeline / Product Temperature
1002 |  | BON_DUR_ROBV362.25-TT-701 | 007566 |  |  | Temperature Element | RTD | Pipeline / Product Temperature
1002 |  | BON_DUR_ROBV362.25-BS | 007567 |  |  | Battery Charger | 24VDC | 24 VDC Battery System/Charger
1002 |  | BON_DUR_ROBV362.25-BS | 007568 |  |  | Battery Cells | 24VDC | 24 VDC Battery System/Charger
1002 |  | BON_DUR_ROBV362.25-RTU-Panel | 007569 |  |  | Panel | RTU | RTU / PLC Cabinet
1002 |  | BON_DUR_ROBV362.25-RTU-Panel | 007570 |  |  | Breaker | Low Voltage | RTU / PLC Cabinet
1002 |  | BON_DUR_ROBV362.25-RTU-Panel | 007571 |  |  | Programmable Logic Controller |  | RTU / PLC Cabinet
1002 |  | BON_DUR_ROBV362.25-RTU-Panel | 007572 |  |  | Relay | Control | RTU / PLC Cabinet
1002 |  | BON_DUR_ROBV362.25-RTU-Panel | 007573 |  |  | Transmitter | Position | RTU / PLC Cabinet
1002 |  | BON_DUR_ROBV362.25-PP-1 | 007574 |  |  | Panel | A/C Distribution | Power Panel
1002 |  | BON_DUR_ROBV362.25-PP-1 | 007575 |  |  | Ground Decoupler |  | Power Panel
1002 |  | BON_DUR_ROBV362.25-PP-1 | 007576 |  |  | Surge Arrestor |  | Power Panel
1002 |  | BON_DUR_ROBV362.25-PP-1 | 007577 |  |  | Breaker | Low Voltage | Power Panel
1002 |  | BON_DUR_ROBV362.25-PP-1 | 007578 |  |  | Relay | Undervoltage | Power Panel
1002 |  | BON_DUR_ROBV362.25-PP-1 | 007579 |  |  | Relay | Control | Power Panel
1003 |  | GLN_CLA_ROBV009.82-PIT-601 | 007580 |  |  | Transmitter | Pressure | Upstream Line Pressure
1003 |  | GLN_CLA_ROBV009.82-LSHH-501 | 007581 |  |  | Switch | Level | Seal Fail Level Switch Hi Hi
1003 |  | GLN_CLA_ROBV009.82-G101 | 007582 |  |  | Valve | Gate | Mainline Block Valve
1003 |  | GLN_CLA_ROBV009.82-G101 | 007583 |  |  | Valve Actuator | Electric | Mainline Block Valve
1003 |  | GLN_CLA_ROBV009.82-G101 | 007584 |  |  | Gearbox | Bevel Gear Operator | Mainline Block Valve
1003 |  | GLN_CLA_ROBV009.82-PIT-602 | 007585 |  |  | Transmitter | Pressure | Downstream Line Pressure
1003 |  | GLN_CLA_ROBV009.82-TT-701 | 007586 |  |  | Transmitter | Temperature | Pipeline / Product Temperature
1003 |  | GLN_CLA_ROBV009.82-TT-701 | 007587 |  |  | Temperature Element | RTD | Pipeline / Product Temperature
1003 |  | GLN_CLA_ROBV009.82-BS | 007588 |  |  | Battery Charger | 24VDC | 24 VDC Battery System/Charger
1003 |  | GLN_CLA_ROBV009.82-BS | 007589 |  |  | Battery Cells | 24VDC | 24 VDC Battery System/Charger
1003 |  | GLN_CLA_ROBV009.82-RTU-Panel | 007590 |  |  | Panel | RTU | RTU / PLC Cabinet
1003 |  | GLN_CLA_ROBV009.82-RTU-Panel | 007591 |  |  | Breaker | Low Voltage | RTU / PLC Cabinet
1003 |  | GLN_CLA_ROBV009.82-RTU-Panel | 007592 |  |  | Programmable Logic Controller |  | RTU / PLC Cabinet
1003 |  | GLN_CLA_ROBV009.82-RTU-Panel | 007593 |  |  | Relay | Control | RTU / PLC Cabinet
1003 |  | GLN_CLA_ROBV009.82-RTU-Panel | 007594 |  |  | Transmitter | Position | RTU / PLC Cabinet
1003 |  | GLN_CLA_ROBV009.82-PP-1 | 007595 |  |  | Panel | A/C Distribution | Power Panel
1003 |  | GLN_CLA_ROBV009.82-PP-1 | 007596 |  |  | Ground Decoupler |  | Power Panel
1003 |  | GLN_CLA_ROBV009.82-PP-1 | 007597 |  |  | Surge Arrestor |  | Power Panel
1003 |  | GLN_CLA_ROBV009.82-PP-1 | 007598 |  |  | Breaker | Low Voltage | Power Panel
1003 |  | GLN_CLA_ROBV009.82-PP-1 | 007599 |  |  | Relay | Undervoltage | Power Panel
1003 |  | GLN_CLA_ROBV009.82-PP-1 | 007600 |  |  | Relay | Control | Power Panel
1003 |  | GLN_CLA_ROBV026.99-PIT-601 | 007601 |  |  | Transmitter | Pressure | Upstream Line Pressure
1003 |  | GLN_CLA_ROBV026.99-LSHH-501 | 007602 |  |  | Switch | Level | Seal Fail Level Switch Hi Hi
1003 |  | GLN_CLA_ROBV026.99-G101 | 007603 |  |  | Valve | Gate | Mainline Block Valve
1003 |  | GLN_CLA_ROBV026.99-G101 | 007604 |  |  | Valve Actuator | Electric | Mainline Block Valve
1003 |  | GLN_CLA_ROBV026.99-G101 | 007605 |  |  | Gearbox | Bevel Gear Operator | Mainline Block Valve
1003 |  | GLN_CLA_ROBV026.99-PIT-602 | 007606 |  |  | Transmitter | Pressure | Downstream Line Pressure
1003 |  | GLN_CLA_ROBV026.99-TT-701 | 007607 |  |  | Transmitter | Temperature | Pipeline / Product Temperature
1003 |  | GLN_CLA_ROBV026.99-TT-701 | 007608 |  |  | Temperature Element | RTD | Pipeline / Product Temperature
1003 |  | GLN_CLA_ROBV026.99-BS | 007609 |  |  | Battery Charger | 24VDC | 24 VDC Battery System/Charger
1003 |  | GLN_CLA_ROBV026.99-BS | 007610 |  |  | Battery Cells | 24VDC | 24 VDC Battery System/Charger
1003 |  | GLN_CLA_ROBV026.99-RTU-Panel | 007611 |  |  | Panel | RTU | RTU / PLC Cabinet
1003 |  | GLN_CLA_ROBV026.99-RTU-Panel | 007612 |  |  | Breaker | Low Voltage | RTU / PLC Cabinet
1003 |  | GLN_CLA_ROBV026.99-RTU-Panel | 007613 |  |  | Programmable Logic Controller |  | RTU / PLC Cabinet
1003 |  | GLN_CLA_ROBV026.99-RTU-Panel | 007614 |  |  | Relay | Control | RTU / PLC Cabinet
1003 |  | GLN_CLA_ROBV026.99-RTU-Panel | 007615 |  |  | Transmitter | Position | RTU / PLC Cabinet
1003 |  | GLN_CLA_ROBV026.99-PP-1 | 007616 |  |  | Panel | A/C Distribution | Power Panel
1003 |  | GLN_CLA_ROBV026.99-PP-1 | 007617 |  |  | Ground Decoupler |  | Power Panel
1003 |  | GLN_CLA_ROBV026.99-PP-1 | 007618 |  |  | Surge Arrestor |  | Power Panel
1003 |  | GLN_CLA_ROBV026.99-PP-1 | 007619 |  |  | Breaker | Low Voltage | Power Panel
1003 |  | GLN_CLA_ROBV026.99-PP-1 | 007620 |  |  | Relay | Undervoltage | Power Panel
1003 |  | GLN_CLA_ROBV026.99-PP-1 | 007621 |  |  | Relay | Control | Power Panel
1003 |  | HOL_OKM_ROBV493.10-PIT-601 | 007622 |  |  | Transmitter | Pressure | Upstream Line Pressure
1003 |  | HOL_OKM_ROBV493.10-LSHH-501 | 007623 |  |  | Switch | Level | Seal Fail Level Switch Hi Hi
1003 |  | HOL_OKM_ROBV493.10-G101 | 007624 |  |  | Valve | Gate | Mainline Block Valve
1003 |  | HOL_OKM_ROBV493.10-G101 | 007625 |  |  | Valve Actuator | Electric | Mainline Block Valve
1003 |  | HOL_OKM_ROBV493.10-G101 | 007626 |  |  | Gearbox | Bevel Gear Operator | Mainline Block Valve
1003 |  | HOL_OKM_ROBV493.10-PIT-602 | 007627 |  |  | Transmitter | Pressure | Downstream Line Pressure
1003 |  | HOL_OKM_ROBV493.10-TT-701 | 007628 |  |  | Transmitter | Temperature | Pipeline / Product Temperature
1003 |  | HOL_OKM_ROBV493.10-TT-701 | 007629 |  |  | Temperature Element | RTD | Pipeline / Product Temperature
1003 |  | HOL_OKM_ROBV493.10-BS | 007630 |  |  | Battery Charger | 24VDC | 24 VDC Battery System/Charger
1003 |  | HOL_OKM_ROBV493.10-BS | 007631 |  |  | Battery Cells | 24VDC | 24 VDC Battery System/Charger
1003 |  | HOL_OKM_ROBV493.10-RTU-Panel | 007632 |  |  | Panel | RTU | RTU / PLC Cabinet
1003 |  | HOL_OKM_ROBV493.10-RTU-Panel | 007633 |  |  | Breaker | Low Voltage | RTU / PLC Cabinet
1003 |  | HOL_OKM_ROBV493.10-RTU-Panel | 007634 |  |  | Programmable Logic Controller |  | RTU / PLC Cabinet
1003 |  | HOL_OKM_ROBV493.10-RTU-Panel | 007635 |  |  | Relay | Control | RTU / PLC Cabinet
1003 |  | HOL_OKM_ROBV493.10-RTU-Panel | 007636 |  |  | Transmitter | Position | RTU / PLC Cabinet
1003 |  | HOL_OKM_ROBV493.10-PP-1 | 007637 |  |  | Panel | A/C Distribution | Power Panel
1003 |  | HOL_OKM_ROBV493.10-PP-1 | 007638 |  |  | Ground Decoupler |  | Power Panel
1003 |  | HOL_OKM_ROBV493.10-PP-1 | 007639 |  |  | Surge Arrestor |  | Power Panel
1003 |  | HOL_OKM_ROBV493.10-PP-1 | 007640 |  |  | Breaker | Low Voltage | Power Panel
1003 |  | HOL_OKM_ROBV493.10-PP-1 | 007641 |  |  | Relay | Undervoltage | Power Panel
1003 |  | HOL_OKM_ROBV493.10-PP-1 | 007642 |  |  | Relay | Control | Power Panel
1001 |  | HOU_CON_ROBV077.39-PIT-601 | 007643 |  |  | Transmitter | Pressure | Upstream Line Pressure
1001 |  | HOU_CON_ROBV077.39-LSHH-501 | 007644 |  |  | Switch | Level | Seal Fail Level Switch Hi Hi
1001 |  | HOU_CON_ROBV077.39-G101 | 007645 |  |  | Valve | Gate | Mainline Block Valve
1001 |  | HOU_CON_ROBV077.39-G101 | 007646 |  |  | Valve Actuator | Electric | Mainline Block Valve
1001 |  | HOU_CON_ROBV077.39-G101 | 007647 |  |  | Gearbox | Bevel Gear Operator | Mainline Block Valve
1001 |  | HOU_CON_ROBV077.39-PIT-602 | 007648 |  |  | Transmitter | Pressure | Downstream Line Pressure
1001 |  | HOU_CON_ROBV077.39-TT-701 | 007649 |  |  | Transmitter | Temperature | Pipeline / Product Temperature
1001 |  | HOU_CON_ROBV077.39-TT-701 | 007650 |  |  | Temperature Element | RTD | Pipeline / Product Temperature
1001 |  | HOU_CON_ROBV077.39-BS | 007651 |  |  | Battery Charger | 24VDC | 24 VDC Battery System/Charger
1001 |  | HOU_CON_ROBV077.39-BS | 007652 |  |  | Battery Cells | 24VDC | 24 VDC Battery System/Charger
1001 |  | HOU_CON_ROBV077.39-RTU-Panel | 007653 |  |  | Panel | RTU | RTU / PLC Cabinet
1001 |  | HOU_CON_ROBV077.39-RTU-Panel | 007654 |  |  | Breaker | Low Voltage | RTU / PLC Cabinet
1001 |  | HOU_CON_ROBV077.39-RTU-Panel | 007655 |  |  | Programmable Logic Controller |  | RTU / PLC Cabinet
1001 |  | HOU_CON_ROBV077.39-RTU-Panel | 007656 |  |  | Relay | Control | RTU / PLC Cabinet
1001 |  | HOU_CON_ROBV077.39-RTU-Panel | 007657 |  |  | Transmitter | Position | RTU / PLC Cabinet
1001 |  | HOU_CON_ROBV077.39-PP-1 | 007658 |  |  | Panel | A/C Distribution | Power Panel
1001 |  | HOU_CON_ROBV077.39-PP-1 | 007659 |  |  | Ground Decoupler |  | Power Panel
1001 |  | HOU_CON_ROBV077.39-PP-1 | 007660 |  |  | Surge Arrestor |  | Power Panel
1001 |  | HOU_CON_ROBV077.39-PP-1 | 007661 |  |  | Breaker | Low Voltage | Power Panel
1001 |  | HOU_CON_ROBV077.39-PP-1 | 007662 |  |  | Relay | Undervoltage | Power Panel
1001 |  | HOU_CON_ROBV077.39-PP-1 | 007663 |  |  | Relay | Control | Power Panel
1001 |  | HOU_CON_ROBV087.88-PIT-601 | 007664 |  |  | Transmitter | Pressure | Upstream Line Pressure
1001 |  | HOU_CON_ROBV087.88-LSHH-501 | 007665 |  |  | Switch | Level | Seal Fail Level Switch Hi Hi
1001 |  | HOU_CON_ROBV087.88-G101 | 007666 |  |  | Valve | Gate | Mainline Block Valve
1001 |  | HOU_CON_ROBV087.88-G101 | 007667 |  |  | Valve Actuator | Electric | Mainline Block Valve
1001 |  | HOU_CON_ROBV087.88-G101 | 007668 |  |  | Gearbox | Bevel Gear Operator | Mainline Block Valve
1001 |  | HOU_CON_ROBV087.88-PIT-602 | 007669 |  |  | Transmitter | Pressure | Downstream Line Pressure
1001 |  | HOU_CON_ROBV087.88-TT-701 | 007670 |  |  | Transmitter | Temperature | Pipeline / Product Temperature
1001 |  | HOU_CON_ROBV087.88-TT-701 | 007671 |  |  | Temperature Element | RTD | Pipeline / Product Temperature
1001 |  | HOU_CON_ROBV087.88-BS | 007672 |  |  | Battery Charger | 24VDC | 24 VDC Battery System/Charger
1001 |  | HOU_CON_ROBV087.88-BS | 007673 |  |  | Battery Cells | 24VDC | 24 VDC Battery System/Charger
1001 |  | HOU_CON_ROBV087.88-RTU-Panel | 007674 |  |  | Panel | RTU | RTU / PLC Cabinet
1001 |  | HOU_CON_ROBV087.88-RTU-Panel | 007675 |  |  | Breaker | Low Voltage | RTU / PLC Cabinet
1001 |  | HOU_CON_ROBV087.88-RTU-Panel | 007676 |  |  | Programmable Logic Controller |  | RTU / PLC Cabinet
1001 |  | HOU_CON_ROBV087.88-RTU-Panel | 007677 |  |  | Relay | Control | RTU / PLC Cabinet
1001 |  | HOU_CON_ROBV087.88-RTU-Panel | 007678 |  |  | Transmitter | Position | RTU / PLC Cabinet
1001 |  | HOU_CON_ROBV087.88-PP-1 | 007679 |  |  | Panel | A/C Distribution | Power Panel
1001 |  | HOU_CON_ROBV087.88-PP-1 | 007680 |  |  | Ground Decoupler |  | Power Panel
1001 |  | HOU_CON_ROBV087.88-PP-1 | 007681 |  |  | Surge Arrestor |  | Power Panel
1001 |  | HOU_CON_ROBV087.88-PP-1 | 007682 |  |  | Breaker | Low Voltage | Power Panel
1001 |  | HOU_CON_ROBV087.88-PP-1 | 007683 |  |  | Relay | Undervoltage | Power Panel
1001 |  | HOU_CON_ROBV087.88-PP-1 | 007684 |  |  | Relay | Control | Power Panel
1001 |  | HOU_CON_ROBV097.17-PIT-601 | 007685 |  |  | Transmitter | Pressure | Upstream Line Pressure
1001 |  | HOU_CON_ROBV097.17-LSHH-501 | 007686 |  |  | Switch | Level | Seal Fail Level Switch Hi Hi
1001 |  | HOU_CON_ROBV097.17-G101 | 007687 |  |  | Valve | Gate | Mainline Block Valve
1001 |  | HOU_CON_ROBV097.17-G101 | 007688 |  |  | Valve Actuator | Electric | Mainline Block Valve
1001 |  | HOU_CON_ROBV097.17-G101 | 007689 |  |  | Gearbox | Bevel Gear Operator | Mainline Block Valve
1001 |  | HOU_CON_ROBV097.17-PIT-602 | 007690 |  |  | Transmitter | Pressure | Downstream Line Pressure
1001 |  | HOU_CON_ROBV097.17-TT-701 | 007691 |  |  | Transmitter | Temperature | Pipeline / Product Temperature
1001 |  | HOU_CON_ROBV097.17-TT-701 | 007692 |  |  | Temperature Element | RTD | Pipeline / Product Temperature
1001 |  | HOU_CON_ROBV097.17-BS | 007693 |  |  | Battery Charger | 24VDC | 24 VDC Battery System/Charger
1001 |  | HOU_CON_ROBV097.17-BS | 007694 |  |  | Battery Cells | 24VDC | 24 VDC Battery System/Charger
1001 |  | HOU_CON_ROBV097.17-RTU-Panel | 007695 |  |  | Panel | RTU | RTU / PLC Cabinet
1001 |  | HOU_CON_ROBV097.17-RTU-Panel | 007696 |  |  | Breaker | Low Voltage | RTU / PLC Cabinet
1001 |  | HOU_CON_ROBV097.17-RTU-Panel | 007697 |  |  | Programmable Logic Controller |  | RTU / PLC Cabinet
1001 |  | HOU_CON_ROBV097.17-RTU-Panel | 007698 |  |  | Relay | Control | RTU / PLC Cabinet
1001 |  | HOU_CON_ROBV097.17-RTU-Panel | 007699 |  |  | Transmitter | Position | RTU / PLC Cabinet
1001 |  | HOU_CON_ROBV097.17-PP-1 | 007700 |  |  | Panel | A/C Distribution | Power Panel
1001 |  | HOU_CON_ROBV097.17-PP-1 | 007701 |  |  | Ground Decoupler |  | Power Panel
1001 |  | HOU_CON_ROBV097.17-PP-1 | 007702 |  |  | Surge Arrestor |  | Power Panel
1001 |  | HOU_CON_ROBV097.17-PP-1 | 007703 |  |  | Breaker | Low Voltage | Power Panel
1001 |  | HOU_CON_ROBV097.17-PP-1 | 007704 |  |  | Relay | Undervoltage | Power Panel
1001 |  | HOU_CON_ROBV097.17-PP-1 | 007705 |  |  | Relay | Control | Power Panel
1001 |  | HUN_GRA_ROBV159.16-PIT-601 | 007706 |  |  | Transmitter | Pressure | Upstream Line Pressure
1001 |  | HUN_GRA_ROBV159.16-LSHH-501 | 007707 |  |  | Switch | Level | Seal Fail Level Switch Hi Hi
1001 |  | HUN_GRA_ROBV159.16-G101 | 007708 |  |  | Valve | Gate | Mainline Block Valve
1001 |  | HUN_GRA_ROBV159.16-G101 | 007709 |  |  | Valve Actuator | Electric | Mainline Block Valve
1001 |  | HUN_GRA_ROBV159.16-G101 | 007710 |  |  | Gearbox | Bevel Gear Operator | Mainline Block Valve
1001 |  | HUN_GRA_ROBV159.16-PIT-602 | 007711 |  |  | Transmitter | Pressure | Downstream Line Pressure
1001 |  | HUN_GRA_ROBV159.16-TT-701 | 007712 |  |  | Transmitter | Temperature | Pipeline / Product Temperature
1001 |  | HUN_GRA_ROBV159.16-TT-701 | 007713 |  |  | Temperature Element | RTD | Pipeline / Product Temperature
1001 |  | HUN_GRA_ROBV159.16-BS | 007714 |  |  | Battery Charger | 24VDC | 24 VDC Battery System/Charger
1001 |  | HUN_GRA_ROBV159.16-BS | 007715 |  |  | Battery Cells | 24VDC | 24 VDC Battery System/Charger
1001 |  | HUN_GRA_ROBV159.16-RTU-Panel | 007716 |  |  | Panel | RTU | RTU / PLC Cabinet
1001 |  | HUN_GRA_ROBV159.16-RTU-Panel | 007717 |  |  | Breaker | Low Voltage | RTU / PLC Cabinet
1001 |  | HUN_GRA_ROBV159.16-RTU-Panel | 007718 |  |  | Programmable Logic Controller |  | RTU / PLC Cabinet
1001 |  | HUN_GRA_ROBV159.16-RTU-Panel | 007719 |  |  | Relay | Control | RTU / PLC Cabinet
1001 |  | HUN_GRA_ROBV159.16-RTU-Panel | 007720 |  |  | Transmitter | Position | RTU / PLC Cabinet
1001 |  | HUN_GRA_ROBV159.16-PP-1 | 007721 |  |  | Panel | A/C Distribution | Power Panel
1001 |  | HUN_GRA_ROBV159.16-PP-1 | 007722 |  |  | Ground Decoupler |  | Power Panel
1001 |  | HUN_GRA_ROBV159.16-PP-1 | 007723 |  |  | Surge Arrestor |  | Power Panel
1001 |  | HUN_GRA_ROBV159.16-PP-1 | 007724 |  |  | Breaker | Low Voltage | Power Panel
1001 |  | HUN_GRA_ROBV159.16-PP-1 | 007725 |  |  | Relay | Undervoltage | Power Panel
1001 |  | HUN_GRA_ROBV159.16-PP-1 | 007726 |  |  | Relay | Control | Power Panel
1003 |  | MTV_SPR_ROBV170.78-PIT-601 | 007727 |  |  | Transmitter | Pressure | Upstream Line Pressure
1003 |  | MTV_SPR_ROBV170.78-LSHH-501 | 007728 |  |  | Switch | Level | Seal Fail Level Switch Hi Hi
1003 |  | MTV_SPR_ROBV170.78-G101 | 007729 |  |  | Valve | Gate | Mainline Block Valve
1003 |  | MTV_SPR_ROBV170.78-G101 | 007730 |  |  | Valve Actuator | Electric | Mainline Block Valve
1003 |  | MTV_SPR_ROBV170.78-G101 | 007731 |  |  | Gearbox | Bevel Gear Operator | Mainline Block Valve
1003 |  | MTV_SPR_ROBV170.78-PIT-602 | 007732 |  |  | Transmitter | Pressure | Downstream Line Pressure
1003 |  | MTV_SPR_ROBV170.78-TT-701 | 007733 |  |  | Transmitter | Temperature | Pipeline / Product Temperature
1003 |  | MTV_SPR_ROBV170.78-TT-701 | 007734 |  |  | Temperature Element | RTD | Pipeline / Product Temperature
1003 |  | MTV_SPR_ROBV170.78-BS | 007735 |  |  | Battery Charger | 24VDC | 24 VDC Battery System/Charger
1003 |  | MTV_SPR_ROBV170.78-BS | 007736 |  |  | Battery Cells | 24VDC | 24 VDC Battery System/Charger
1003 |  | MTV_SPR_ROBV170.78-RTU-Panel | 007737 |  |  | Panel | RTU | RTU / PLC Cabinet
1003 |  | MTV_SPR_ROBV170.78-RTU-Panel | 007738 |  |  | Breaker | Low Voltage | RTU / PLC Cabinet
1003 |  | MTV_SPR_ROBV170.78-RTU-Panel | 007739 |  |  | Programmable Logic Controller |  | RTU / PLC Cabinet
1003 |  | MTV_SPR_ROBV170.78-RTU-Panel | 007740 |  |  | Relay | Control | RTU / PLC Cabinet
1003 |  | MTV_SPR_ROBV170.78-RTU-Panel | 007741 |  |  | Transmitter | Position | RTU / PLC Cabinet
1003 |  | MTV_SPR_ROBV170.78-PP-1 | 007742 |  |  | Panel | A/C Distribution | Power Panel
1003 |  | MTV_SPR_ROBV170.78-PP-1 | 007743 |  |  | Ground Decoupler |  | Power Panel
1003 |  | MTV_SPR_ROBV170.78-PP-1 | 007744 |  |  | Surge Arrestor |  | Power Panel
1003 |  | MTV_SPR_ROBV170.78-PP-1 | 007745 |  |  | Breaker | Low Voltage | Power Panel
1003 |  | MTV_SPR_ROBV170.78-PP-1 | 007746 |  |  | Relay | Undervoltage | Power Panel
1003 |  | MTV_SPR_ROBV170.78-PP-1 | 007747 |  |  | Relay | Control | Power Panel
1005 |  | PTA_HAN_ROBV008.98-PIT-601 | 007748 |  |  | Transmitter | Pressure | Upstream Line Pressure
1005 |  | PTA_HAN_ROBV008.98-LSHH-501 | 007749 |  |  | Switch | Level | Seal Fail Level Switch Hi Hi
1005 |  | PTA_HAN_ROBV008.98-G101 | 007750 |  |  | Valve | Gate | Mainline Block Valve
1005 |  | PTA_HAN_ROBV008.98-G101 | 007751 |  |  | Valve Actuator | Electric | Mainline Block Valve
1005 |  | PTA_HAN_ROBV008.98-G101 | 007752 |  |  | Gearbox | Bevel Gear Operator | Mainline Block Valve
1005 |  | PTA_HAN_ROBV008.98-PIT-602 | 007753 |  |  | Transmitter | Pressure | Downstream Line Pressure
1005 |  | PTA_HAN_ROBV008.98-TT-701 | 007754 |  |  | Transmitter | Temperature | Pipeline / Product Temperature
1005 |  | PTA_HAN_ROBV008.98-TT-701 | 007755 |  |  | Temperature Element | RTD | Pipeline / Product Temperature
1005 |  | PTA_HAN_ROBV008.98-BS | 007756 |  |  | Battery Charger | 24VDC | 24 VDC Battery System/Charger
1005 |  | PTA_HAN_ROBV008.98-BS | 007757 |  |  | Battery Cells | 24VDC | 24 VDC Battery System/Charger
1005 |  | PTA_HAN_ROBV008.98-RTU-Panel | 007758 |  |  | Panel | RTU | RTU / PLC Cabinet
1005 |  | PTA_HAN_ROBV008.98-RTU-Panel | 007759 |  |  | Breaker | Low Voltage | RTU / PLC Cabinet
1005 |  | PTA_HAN_ROBV008.98-RTU-Panel | 007760 |  |  | Programmable Logic Controller |  | RTU / PLC Cabinet
1005 |  | PTA_HAN_ROBV008.98-RTU-Panel | 007761 |  |  | Relay | Control | RTU / PLC Cabinet
1005 |  | PTA_HAN_ROBV008.98-RTU-Panel | 007762 |  |  | Transmitter | Position | RTU / PLC Cabinet
1005 |  | PTA_HAN_ROBV008.98-PP-1 | 007763 |  |  | Panel | A/C Distribution | Power Panel
1005 |  | PTA_HAN_ROBV008.98-PP-1 | 007764 |  |  | Ground Decoupler |  | Power Panel
1005 |  | PTA_HAN_ROBV008.98-PP-1 | 007765 |  |  | Surge Arrestor |  | Power Panel
1005 |  | PTA_HAN_ROBV008.98-PP-1 | 007766 |  |  | Breaker | Low Voltage | Power Panel
1005 |  | PTA_HAN_ROBV008.98-PP-1 | 007767 |  |  | Relay | Undervoltage | Power Panel
1005 |  | PTA_HAN_ROBV008.98-PP-1 | 007768 |  |  | Relay | Control | Power Panel
1007 |  | RCH_CTJ_ROBV030.47-PIT-601 | 007769 |  |  | Transmitter | Pressure | Upstream Line Pressure
1007 |  | RCH_CTJ_ROBV030.47-LSHH-501 | 007770 |  |  | Switch | Level | Seal Fail Level Switch Hi Hi
1007 |  | RCH_CTJ_ROBV030.47-G101 | 007771 |  |  | Valve | Gate | Mainline Block Valve
1007 |  | RCH_CTJ_ROBV030.47-G101 | 007772 |  |  | Valve Actuator | Electric | Mainline Block Valve
1007 |  | RCH_CTJ_ROBV030.47-G101 | 007773 |  |  | Gearbox | Bevel Gear Operator | Mainline Block Valve
1007 |  | RCH_CTJ_ROBV030.47-PIT-602 | 007774 |  |  | Transmitter | Pressure | Downstream Line Pressure
1007 |  | RCH_CTJ_ROBV030.47-TT-701 | 007775 |  |  | Transmitter | Temperature | Pipeline / Product Temperature
1007 |  | RCH_CTJ_ROBV030.47-TT-701 | 007776 |  |  | Temperature Element | RTD | Pipeline / Product Temperature
1007 |  | RCH_CTJ_ROBV030.47-BS | 007777 |  |  | Battery Charger | 24VDC | 24 VDC Battery System/Charger
1007 |  | RCH_CTJ_ROBV030.47-BS | 007778 |  |  | Battery Cells | 24VDC | 24 VDC Battery System/Charger
1007 |  | RCH_CTJ_ROBV030.47-RTU-Panel | 007779 |  |  | Panel | RTU | RTU / PLC Cabinet
1007 |  | RCH_CTJ_ROBV030.47-RTU-Panel | 007780 |  |  | Breaker | Low Voltage | RTU / PLC Cabinet
1007 |  | RCH_CTJ_ROBV030.47-RTU-Panel | 007781 |  |  | Programmable Logic Controller |  | RTU / PLC Cabinet
1007 |  | RCH_CTJ_ROBV030.47-RTU-Panel | 007782 |  |  | Relay | Control | RTU / PLC Cabinet
1007 |  | RCH_CTJ_ROBV030.47-RTU-Panel | 007783 |  |  | Transmitter | Position | RTU / PLC Cabinet
1007 |  | RCH_CTJ_ROBV030.47-PP-1 | 007784 |  |  | Panel | A/C Distribution | Power Panel
1007 |  | RCH_CTJ_ROBV030.47-PP-1 | 007785 |  |  | Ground Decoupler |  | Power Panel
1007 |  | RCH_CTJ_ROBV030.47-PP-1 | 007786 |  |  | Surge Arrestor |  | Power Panel
1007 |  | RCH_CTJ_ROBV030.47-PP-1 | 007787 |  |  | Breaker | Low Voltage | Power Panel
1007 |  | RCH_CTJ_ROBV030.47-PP-1 | 007788 |  |  | Relay | Undervoltage | Power Panel
1007 |  | RCH_CTJ_ROBV030.47-PP-1 | 007789 |  |  | Relay | Control | Power Panel
1007 |  | RCH_CTJ_ROBV039.49-PIT-601 | 007790 |  |  | Transmitter | Pressure | Upstream Line Pressure
1007 |  | RCH_CTJ_ROBV039.49-LSHH-501 | 007791 |  |  | Switch | Level | Seal Fail Level Switch Hi Hi
1007 |  | RCH_CTJ_ROBV039.49-G101 | 007792 |  |  | Valve | Gate | Mainline Block Valve
1007 |  | RCH_CTJ_ROBV039.49-G101 | 007793 |  |  | Valve Actuator | Electric | Mainline Block Valve
1007 |  | RCH_CTJ_ROBV039.49-G101 | 007794 |  |  | Gearbox | Bevel Gear Operator | Mainline Block Valve
1007 |  | RCH_CTJ_ROBV039.49-PIT-602 | 007795 |  |  | Transmitter | Pressure | Downstream Line Pressure
1007 |  | RCH_CTJ_ROBV039.49-TT-701 | 007796 |  |  | Transmitter | Temperature | Pipeline / Product Temperature
1007 |  | RCH_CTJ_ROBV039.49-TT-701 | 007797 |  |  | Temperature Element | RTD | Pipeline / Product Temperature
1007 |  | RCH_CTJ_ROBV039.49-BS | 007798 |  |  | Battery Charger | 24VDC | 24 VDC Battery System/Charger
1007 |  | RCH_CTJ_ROBV039.49-BS | 007799 |  |  | Battery Cells | 24VDC | 24 VDC Battery System/Charger
1007 |  | RCH_CTJ_ROBV039.49-RTU-Panel | 007800 |  |  | Panel | RTU | RTU / PLC Cabinet
1007 |  | RCH_CTJ_ROBV039.49-RTU-Panel | 007801 |  |  | Breaker | Low Voltage | RTU / PLC Cabinet
1007 |  | RCH_CTJ_ROBV039.49-RTU-Panel | 007802 |  |  | Programmable Logic Controller |  | RTU / PLC Cabinet
1007 |  | RCH_CTJ_ROBV039.49-RTU-Panel | 007803 |  |  | Relay | Control | RTU / PLC Cabinet
1007 |  | RCH_CTJ_ROBV039.49-RTU-Panel | 007804 |  |  | Transmitter | Position | RTU / PLC Cabinet
1007 |  | RCH_CTJ_ROBV039.49-PP-1 | 007805 |  |  | Panel | A/C Distribution | Power Panel
1007 |  | RCH_CTJ_ROBV039.49-PP-1 | 007806 |  |  | Ground Decoupler |  | Power Panel
1007 |  | RCH_CTJ_ROBV039.49-PP-1 | 007807 |  |  | Surge Arrestor |  | Power Panel
1007 |  | RCH_CTJ_ROBV039.49-PP-1 | 007808 |  |  | Breaker | Low Voltage | Power Panel
1007 |  | RCH_CTJ_ROBV039.49-PP-1 | 007809 |  |  | Relay | Undervoltage | Power Panel
1007 |  | RCH_CTJ_ROBV039.49-PP-1 | 007810 |  |  | Relay | Control | Power Panel
1007 |  | RCH_CTJ_ROBV049.82-PIT-601 | 007811 |  |  | Transmitter | Pressure | Upstream Line Pressure
1007 |  | RCH_CTJ_ROBV049.82-LSHH-501 | 007812 |  |  | Switch | Level | Seal Fail Level Switch Hi Hi
1007 |  | RCH_CTJ_ROBV049.82-G101 | 007813 |  |  | Valve | Gate | Mainline Block Valve
1007 |  | RCH_CTJ_ROBV049.82-G101 | 007814 |  |  | Valve Actuator | Electric | Mainline Block Valve
1007 |  | RCH_CTJ_ROBV049.82-G101 | 007815 |  |  | Gearbox | Bevel Gear Operator | Mainline Block Valve
1007 |  | RCH_CTJ_ROBV049.82-PIT-602 | 007816 |  |  | Transmitter | Pressure | Downstream Line Pressure
1007 |  | RCH_CTJ_ROBV049.82-TT-701 | 007817 |  |  | Transmitter | Temperature | Pipeline / Product Temperature
1007 |  | RCH_CTJ_ROBV049.82-TT-701 | 007818 |  |  | Temperature Element | RTD | Pipeline / Product Temperature
1007 |  | RCH_CTJ_ROBV049.82-BS | 007819 |  |  | Battery Charger | 24VDC | 24 VDC Battery System/Charger
1007 |  | RCH_CTJ_ROBV049.82-BS | 007820 |  |  | Battery Cells | 24VDC | 24 VDC Battery System/Charger
1007 |  | RCH_CTJ_ROBV049.82-RTU-Panel | 007821 |  |  | Panel | RTU | RTU / PLC Cabinet
1007 |  | RCH_CTJ_ROBV049.82-RTU-Panel | 007822 |  |  | Breaker | Low Voltage | RTU / PLC Cabinet
1007 |  | RCH_CTJ_ROBV049.82-RTU-Panel | 007823 |  |  | Programmable Logic Controller |  | RTU / PLC Cabinet
1007 |  | RCH_CTJ_ROBV049.82-RTU-Panel | 007824 |  |  | Relay | Control | RTU / PLC Cabinet
1007 |  | RCH_CTJ_ROBV049.82-RTU-Panel | 007825 |  |  | Transmitter | Position | RTU / PLC Cabinet
1007 |  | RCH_CTJ_ROBV049.82-PP-1 | 007826 |  |  | Panel | A/C Distribution | Power Panel
1007 |  | RCH_CTJ_ROBV049.82-PP-1 | 007827 |  |  | Ground Decoupler |  | Power Panel
1007 |  | RCH_CTJ_ROBV049.82-PP-1 | 007828 |  |  | Surge Arrestor |  | Power Panel
1007 |  | RCH_CTJ_ROBV049.82-PP-1 | 007829 |  |  | Breaker | Low Voltage | Power Panel
1007 |  | RCH_CTJ_ROBV049.82-PP-1 | 007830 |  |  | Relay | Undervoltage | Power Panel
1007 |  | RCH_CTJ_ROBV049.82-PP-1 | 007831 |  |  | Relay | Control | Power Panel
1003 |  | VIN_JOP_ROBV092.21-PIT-601 | 007832 |  |  | Transmitter | Pressure | Upstream Line Pressure
1003 |  | VIN_JOP_ROBV092.21-LSHH-501 | 007833 |  |  | Switch | Level | Seal Fail Level Switch Hi Hi
1003 |  | VIN_JOP_ROBV092.21-G101 | 007834 |  |  | Valve | Gate | Mainline Block Valve
1003 |  | VIN_JOP_ROBV092.21-G101 | 007835 |  |  | Valve Actuator | Electric | Mainline Block Valve
1003 |  | VIN_JOP_ROBV092.21-G101 | 007836 |  |  | Gearbox | Bevel Gear Operator | Mainline Block Valve
1003 |  | VIN_JOP_ROBV092.21-PIT-602 | 007837 |  |  | Transmitter | Pressure | Downstream Line Pressure
1003 |  | VIN_JOP_ROBV092.21-TT-701 | 007838 |  |  | Transmitter | Temperature | Pipeline / Product Temperature
1003 |  | VIN_JOP_ROBV092.21-TT-701 | 007839 |  |  | Temperature Element | RTD | Pipeline / Product Temperature
1003 |  | VIN_JOP_ROBV092.21-BS | 007840 |  |  | Battery Charger | 24VDC | 24 VDC Battery System/Charger
1003 |  | VIN_JOP_ROBV092.21-BS | 007841 |  |  | Battery Cells | 24VDC | 24 VDC Battery System/Charger
1003 |  | VIN_JOP_ROBV092.21-RTU-Panel | 007842 |  |  | Panel | RTU | RTU / PLC Cabinet
1003 |  | VIN_JOP_ROBV092.21-RTU-Panel | 007843 |  |  | Breaker | Low Voltage | RTU / PLC Cabinet
1003 |  | VIN_JOP_ROBV092.21-RTU-Panel | 007844 |  |  | Programmable Logic Controller |  | RTU / PLC Cabinet
1003 |  | VIN_JOP_ROBV092.21-RTU-Panel | 007845 |  |  | Relay | Control | RTU / PLC Cabinet
1003 |  | VIN_JOP_ROBV092.21-RTU-Panel | 007846 |  |  | Transmitter | Position | RTU / PLC Cabinet
1003 |  | VIN_JOP_ROBV092.21-PP-1 | 007847 |  |  | Panel | A/C Distribution | Power Panel
1003 |  | VIN_JOP_ROBV092.21-PP-1 | 007848 |  |  | Ground Decoupler |  | Power Panel
1003 |  | VIN_JOP_ROBV092.21-PP-1 | 007849 |  |  | Surge Arrestor |  | Power Panel
1003 |  | VIN_JOP_ROBV092.21-PP-1 | 007850 |  |  | Breaker | Low Voltage | Power Panel
1003 |  | VIN_JOP_ROBV092.21-PP-1 | 007851 |  |  | Relay | Undervoltage | Power Panel
1003 |  | VIN_JOP_ROBV092.21-PP-1 | 007852 |  |  | Relay | Control | Power Panel
1003 |  | VIN_JOP_ROBV100.18-PIT-601 | 007853 |  |  | Transmitter | Pressure | Upstream Line Pressure
1003 |  | VIN_JOP_ROBV100.18-LSHH-501 | 007854 |  |  | Switch | Level | Seal Fail Level Switch Hi Hi
1003 |  | VIN_JOP_ROBV100.18-G101 | 007855 |  |  | Valve | Gate | Mainline Block Valve
1003 |  | VIN_JOP_ROBV100.18-G101 | 007856 |  |  | Valve Actuator | Electric | Mainline Block Valve
1003 |  | VIN_JOP_ROBV100.18-G101 | 007857 |  |  | Gearbox | Bevel Gear Operator | Mainline Block Valve
1003 |  | VIN_JOP_ROBV100.18-PIT-602 | 007858 |  |  | Transmitter | Pressure | Downstream Line Pressure
1003 |  | VIN_JOP_ROBV100.18-TT-701 | 007859 |  |  | Transmitter | Temperature | Pipeline / Product Temperature
1003 |  | VIN_JOP_ROBV100.18-TT-701 | 007860 |  |  | Temperature Element | RTD | Pipeline / Product Temperature
1003 |  | VIN_JOP_ROBV100.18-BS | 007861 |  |  | Battery Charger | 24VDC | 24 VDC Battery System/Charger
1003 |  | VIN_JOP_ROBV100.18-BS | 007862 |  |  | Battery Cells | 24VDC | 24 VDC Battery System/Charger
1003 |  | VIN_JOP_ROBV100.18-RTU-Panel | 007863 |  |  | Panel | RTU | RTU / PLC Cabinet
1003 |  | VIN_JOP_ROBV100.18-RTU-Panel | 007864 |  |  | Breaker | Low Voltage | RTU / PLC Cabinet
1003 |  | VIN_JOP_ROBV100.18-RTU-Panel | 007865 |  |  | Programmable Logic Controller |  | RTU / PLC Cabinet
1003 |  | VIN_JOP_ROBV100.18-RTU-Panel | 007866 |  |  | Relay | Control | RTU / PLC Cabinet
1003 |  | VIN_JOP_ROBV100.18-RTU-Panel | 007867 |  |  | Transmitter | Position | RTU / PLC Cabinet
1003 |  | VIN_JOP_ROBV100.18-PP-1 | 007868 |  |  | Panel | A/C Distribution | Power Panel
1003 |  | VIN_JOP_ROBV100.18-PP-1 | 007869 |  |  | Ground Decoupler |  | Power Panel
1003 |  | VIN_JOP_ROBV100.18-PP-1 | 007870 |  |  | Surge Arrestor |  | Power Panel
1003 |  | VIN_JOP_ROBV100.18-PP-1 | 007871 |  |  | Breaker | Low Voltage | Power Panel
1003 |  | VIN_JOP_ROBV100.18-PP-1 | 007872 |  |  | Relay | Undervoltage | Power Panel
1003 |  | VIN_JOP_ROBV100.18-PP-1 | 007873 |  |  | Relay | Control | Power Panel
1004 |  | WDR_DEC_ROBV411.26-PIT-601 | 007874 |  |  | Transmitter | Pressure | Upstream Line Pressure
1004 |  | WDR_DEC_ROBV411.26-LSHH-501 | 007875 |  |  | Switch | Level | Seal Fail Level Switch Hi Hi
1004 |  | WDR_DEC_ROBV411.26-G101 | 007876 |  |  | Valve | Gate | Mainline Block Valve
1004 |  | WDR_DEC_ROBV411.26-G101 | 007877 |  |  | Valve Actuator | Electric | Mainline Block Valve
1004 |  | WDR_DEC_ROBV411.26-G101 | 007878 |  |  | Gearbox | Bevel Gear Operator | Mainline Block Valve
1004 |  | WDR_DEC_ROBV411.26-PIT-602 | 007879 |  |  | Transmitter | Pressure | Downstream Line Pressure
1004 |  | WDR_DEC_ROBV411.26-TT-701 | 007880 |  |  | Transmitter | Temperature | Pipeline / Product Temperature
1004 |  | WDR_DEC_ROBV411.26-TT-701 | 007881 |  |  | Temperature Element | RTD | Pipeline / Product Temperature
1004 |  | WDR_DEC_ROBV411.26-BS | 007882 |  |  | Battery Charger | 24VDC | 24 VDC Battery System/Charger
1004 |  | WDR_DEC_ROBV411.26-BS | 007883 |  |  | Battery Cells | 24VDC | 24 VDC Battery System/Charger
1004 |  | WDR_DEC_ROBV411.26-RTU-Panel | 007884 |  |  | Panel | RTU | RTU / PLC Cabinet
1004 |  | WDR_DEC_ROBV411.26-RTU-Panel | 007885 |  |  | Breaker | Low Voltage | RTU / PLC Cabinet
1004 |  | WDR_DEC_ROBV411.26-RTU-Panel | 007886 |  |  | Programmable Logic Controller |  | RTU / PLC Cabinet
1004 |  | WDR_DEC_ROBV411.26-RTU-Panel | 007887 |  |  | Relay | Control | RTU / PLC Cabinet
1004 |  | WDR_DEC_ROBV411.26-RTU-Panel | 007888 |  |  | Transmitter | Position | RTU / PLC Cabinet
1004 |  | WDR_DEC_ROBV411.26-PP-1 | 007889 |  |  | Panel | A/C Distribution | Power Panel
1004 |  | WDR_DEC_ROBV411.26-PP-1 | 007890 |  |  | Ground Decoupler |  | Power Panel
1004 |  | WDR_DEC_ROBV411.26-PP-1 | 007891 |  |  | Surge Arrestor |  | Power Panel
1004 |  | WDR_DEC_ROBV411.26-PP-1 | 007892 |  |  | Breaker | Low Voltage | Power Panel
1004 |  | WDR_DEC_ROBV411.26-PP-1 | 007893 |  |  | Relay | Undervoltage | Power Panel
1004 |  | WDR_DEC_ROBV411.26-PP-1 | 007894 |  |  | Relay | Control | Power Panel
1004 |  | WEL_WDR_ROBV362.88-PIT-601 | 007895 |  |  | Transmitter | Pressure | Upstream Line Pressure
1004 |  | WEL_WDR_ROBV362.88-LSHH-501 | 007896 |  |  | Switch | Level | Seal Fail Level Switch Hi Hi
1004 |  | WEL_WDR_ROBV362.88-G101 | 007897 |  |  | Valve | Gate | Mainline Block Valve
1004 |  | WEL_WDR_ROBV362.88-G101 | 007898 |  |  | Valve Actuator | Electric | Mainline Block Valve
1004 |  | WEL_WDR_ROBV362.88-G101 | 007899 |  |  | Gearbox | Bevel Gear Operator | Mainline Block Valve
1004 |  | WEL_WDR_ROBV362.88-PIT-602 | 007900 |  |  | Transmitter | Pressure | Downstream Line Pressure
1004 |  | WEL_WDR_ROBV362.88-TT-701 | 007901 |  |  | Transmitter | Temperature | Pipeline / Product Temperature
1004 |  | WEL_WDR_ROBV362.88-TT-701 | 007902 |  |  | Temperature Element | RTD | Pipeline / Product Temperature
1004 |  | WEL_WDR_ROBV362.88-BS | 007903 |  |  | Battery Charger | 24VDC | 24 VDC Battery System/Charger
1004 |  | WEL_WDR_ROBV362.88-BS | 007904 |  |  | Battery Cells | 24VDC | 24 VDC Battery System/Charger
1004 |  | WEL_WDR_ROBV362.88-RTU-Panel | 007905 |  |  | Panel | RTU | RTU / PLC Cabinet
1004 |  | WEL_WDR_ROBV362.88-RTU-Panel | 007906 |  |  | Breaker | Low Voltage | RTU / PLC Cabinet
1004 |  | WEL_WDR_ROBV362.88-RTU-Panel | 007907 |  |  | Programmable Logic Controller |  | RTU / PLC Cabinet
1004 |  | WEL_WDR_ROBV362.88-RTU-Panel | 007908 |  |  | Relay | Control | RTU / PLC Cabinet
1004 |  | WEL_WDR_ROBV362.88-RTU-Panel | 007909 |  |  | Transmitter | Position | RTU / PLC Cabinet
1004 |  | WEL_WDR_ROBV362.88-PP-1 | 007910 |  |  | Panel | A/C Distribution | Power Panel
1004 |  | WEL_WDR_ROBV362.88-PP-1 | 007911 |  |  | Ground Decoupler |  | Power Panel
1004 |  | WEL_WDR_ROBV362.88-PP-1 | 007912 |  |  | Surge Arrestor |  | Power Panel
1004 |  | WEL_WDR_ROBV362.88-PP-1 | 007913 |  |  | Breaker | Low Voltage | Power Panel
1004 |  | WEL_WDR_ROBV362.88-PP-1 | 007914 |  |  | Relay | Undervoltage | Power Panel
1004 |  | WEL_WDR_ROBV362.88-PP-1 | 007915 |  |  | Relay | Control | Power Panel
1004 |  | WEL_WDR_ROBV379.59-PIT-601 | 007916 |  |  | Transmitter | Pressure | Upstream Line Pressure
1004 |  | WEL_WDR_ROBV379.59-LSHH-501 | 007917 |  |  | Switch | Level | Seal Fail Level Switch Hi Hi
1004 |  | WEL_WDR_ROBV379.59-G101 | 007918 |  |  | Valve | Gate | Mainline Block Valve
1004 |  | WEL_WDR_ROBV379.59-G101 | 007919 |  |  | Valve Actuator | Electric | Mainline Block Valve
1004 |  | WEL_WDR_ROBV379.59-G101 | 007920 |  |  | Gearbox | Bevel Gear Operator | Mainline Block Valve
1004 |  | WEL_WDR_ROBV379.59-PIT-602 | 007921 |  |  | Transmitter | Pressure | Downstream Line Pressure
1004 |  | WEL_WDR_ROBV379.59-TT-701 | 007922 |  |  | Transmitter | Temperature | Pipeline / Product Temperature
1004 |  | WEL_WDR_ROBV379.59-TT-701 | 007923 |  |  | Temperature Element | RTD | Pipeline / Product Temperature
1004 |  | WEL_WDR_ROBV379.59-BS | 007924 |  |  | Battery Charger | 24VDC | 24 VDC Battery System/Charger
1004 |  | WEL_WDR_ROBV379.59-BS | 007925 |  |  | Battery Cells | 24VDC | 24 VDC Battery System/Charger
1004 |  | WEL_WDR_ROBV379.59-RTU-Panel | 007926 |  |  | Panel | RTU | RTU / PLC Cabinet
1004 |  | WEL_WDR_ROBV379.59-RTU-Panel | 007927 |  |  | Breaker | Low Voltage | RTU / PLC Cabinet
1004 |  | WEL_WDR_ROBV379.59-RTU-Panel | 007928 |  |  | Programmable Logic Controller |  | RTU / PLC Cabinet
1004 |  | WEL_WDR_ROBV379.59-RTU-Panel | 007929 |  |  | Relay | Control | RTU / PLC Cabinet
1004 |  | WEL_WDR_ROBV379.59-RTU-Panel | 007930 |  |  | Transmitter | Position | RTU / PLC Cabinet
1004 |  | WEL_WDR_ROBV379.59-PP-1 | 007931 |  |  | Panel | A/C Distribution | Power Panel
1004 |  | WEL_WDR_ROBV379.59-PP-1 | 007932 |  |  | Ground Decoupler |  | Power Panel
1004 |  | WEL_WDR_ROBV379.59-PP-1 | 007933 |  |  | Surge Arrestor |  | Power Panel
1004 |  | WEL_WDR_ROBV379.59-PP-1 | 007934 |  |  | Breaker | Low Voltage | Power Panel
1004 |  | WEL_WDR_ROBV379.59-PP-1 | 007935 |  |  | Relay | Undervoltage | Power Panel
1004 |  | WEL_WDR_ROBV379.59-PP-1 | 007936 |  |  | Relay | Control | Power Panel
1005 |  | DEC_CHA_ROBV541.58-PIT-601 | 008563 | PIT-601 |  | Transmitter | Pressure | Upstream Line Pressure | DEC_CHA_ROBV541.58
1005 |  | DEC_CHA_ROBV541.58-LSHH-501 | 008564 | LSHH-501 |  | Switch | Level | Seal Fail Level Switch Hi Hi | DEC_CHA_ROBV541.58
1005 |  | DEC_CHA_ROBV541.58-G101 | 008565 | G101 |  | Valve | Gate | Mainline Block Valve | DEC_CHA_ROBV541.58
1005 |  | DEC_CHA_ROBV541.58-G101 | 008566 | G101 |  | Valve Actuator | Electric | Mainline Block Valve | DEC_CHA_ROBV541.58
1005 |  | DEC_CHA_ROBV541.58-G101 | 008567 | G101 |  | Gearbox | Bevel Gear Operator | Mainline Block Valve | DEC_CHA_ROBV541.58
1005 |  | DEC_CHA_ROBV541.58-PIT-602 | 008568 | PIT-602 |  | Transmitter | Pressure | Downstream Line Pressure | DEC_CHA_ROBV541.58
1005 |  | DEC_CHA_ROBV541.58-TT-701 | 008569 | TT-701 |  | Transmitter | Temperature | Pipeline / Product Temperature | DEC_CHA_ROBV541.58
1005 |  | DEC_CHA_ROBV541.58-TT-701 | 008570 | TT-701 |  | Temperature Element | RTD | Pipeline / Product Temperature | DEC_CHA_ROBV541.58
1005 |  | DEC_CHA_ROBV541.58-BS | 008571 | BS |  | Battery Charger | 24VDC | 24 VDC Battery System/Charger | DEC_CHA_ROBV541.58
1005 |  | DEC_CHA_ROBV541.58-BS | 008572 | BS |  | Battery Cells | 24VDC | 24 VDC Battery System/Charger | DEC_CHA_ROBV541.58
1005 |  | DEC_CHA_ROBV541.58-RTU-Panel | 008573 | RTU-Panel |  | Panel | RTU | RTU / PLC Cabinet | DEC_CHA_ROBV541.58
1005 |  | DEC_CHA_ROBV541.58-RTU-Panel | 008574 | RTU-Panel |  | Breaker | Low Voltage | RTU / PLC Cabinet | DEC_CHA_ROBV541.58
1005 |  | DEC_CHA_ROBV541.58-RTU-Panel | 008575 | RTU-Panel |  | Programmable Logic Controller |  | RTU / PLC Cabinet | DEC_CHA_ROBV541.58
1005 |  | DEC_CHA_ROBV541.58-RTU-Panel | 008576 | RTU-Panel |  | Relay | Control | RTU / PLC Cabinet | DEC_CHA_ROBV541.58
1005 |  | DEC_CHA_ROBV541.58-RTU-Panel | 008577 | RTU-Panel |  | Transmitter | Position | RTU / PLC Cabinet | DEC_CHA_ROBV541.58
1005 |  | DEC_CHA_ROBV541.58-PP-1 | 008578 | PP-1 |  | Panel | A/C Distribution | Power Panel | DEC_CHA_ROBV541.58
1005 |  | DEC_CHA_ROBV541.58-PP-1 | 008579 | PP-1 |  | Ground Decoupler |  | Power Panel | DEC_CHA_ROBV541.58
1005 |  | DEC_CHA_ROBV541.58-PP-1 | 008580 | PP-1 |  | Surge Arrestor |  | Power Panel | DEC_CHA_ROBV541.58
1005 |  | DEC_CHA_ROBV541.58-PP-1 | 008581 | PP-1 |  | Breaker | Low Voltage | Power Panel | DEC_CHA_ROBV541.58
1005 |  | DEC_CHA_ROBV541.58-PP-1 | 008582 | PP-1 |  | Relay | Undervoltage | Power Panel | DEC_CHA_ROBV541.58
1005 |  | DEC_CHA_ROBV541.58-PP-1 | 008583 | PP-1 |  | Relay | Control | Power Panel | DEC_CHA_ROBV541.58

## Sheet1 (hidden)
fd_pk | fd_clnt_fk | fd_active | fd_code | fd_name
89 | 1000 | 1 | 1 | Explorer Pipeline
1001 | 1000 | 1 | 1 | Houston
1002 | 1000 | 1 | 2 | Greenville
1003 | 1000 | 1 | 3 | Glenpool
1004 | 1000 | 1 | 4 | Wood River
1005 | 1000 | 1 | 5 | Hammond
1006 | 1000 | 1 | 6 | Port Arthur
1007 | 1000 | 1 | 7 | Arlington
1008 | 1000 | 1 | 9 | Tulsa