## WebTMAExport
Area Name | Location Name | Slot # | Tag # | Description | Type Desc | Subtype Desc | Manufacturer | Make | Model # | Serial # | Size - Class | Connection Type | Date Purchased | Purchase Order #
Glenpool | Okmulgee | 111 | 009030 | Motor Management Relay | Relay | Motor Management | General Electric |  | Multilin 469
Greenville | Bonham | 111 | 008936 | Motor Management Relay | Relay | Motor Management | General Electric |  | Multilin 469
Greenville | Mabank | 111 | 008889 | Motor Management Relay | Relay | Motor Management | General Electric |  | Multilin 469
Greenville | Coalgate | 111 | 008983 | Motor Management Relay | Relay | Motor Management | General Electric |  | Multilin 469
Houston | Conroe | 111 | 008796 | Motor Management Relay | Relay | Motor Management | General Electric |  | Multilin 469
Houston | Grapeland | 111 | 008842 | Motor Management Relay | Relay | Motor Management | General Electric |  | Multilin 469
Port Arthur | Hankamer | 111 | 008749 | Motor Management Relay | Relay | Motor Management | General Electric |  | Multilin 469
Glenpool | Okmulgee | 142 | 004887 | Medium Voltage Breaker | Breaker | Medium Voltage
Glenpool | Claremore | 142 | 005531 | Medium Voltage Breaker | Breaker | Medium Voltage
Glenpool | Joplin | 142 | 005777 | Medium Voltage Breaker | Breaker | Medium Voltage
Glenpool | Springfield | 142 | 005987 | Medium Voltage Breaker | Breaker | Medium Voltage
Greenville | Mabank | 142 | 003633 | Medium Voltage Breaker | Breaker | Medium Voltage
Greenville | Bonham | 142 | 004148 | Medium Voltage Breaker | Breaker | Medium Voltage
Greenville | Coalgate | 142 | 004669 | Medium Voltage Breaker | Breaker | Medium Voltage
Houston | Conroe | 142 | 003203 | Medium Voltage Breaker | Breaker | Medium Voltage
Houston | Grapeland | 142 | 003414 | Medium Voltage Breaker | Breaker | Medium Voltage
Port Arthur | Hankamer | 142 | 002849 | Medium Voltage Breaker | Breaker | Medium Voltage
Wood River | Rolla | 142 | 006194 | Medium Voltage Breaker | Breaker | Medium Voltage
Wood River | Weldon Spring | 142 | 006401 | Medium Voltage Breaker | Breaker | Medium Voltage
Glenpool | Okmulgee | 202 | 004888 | Ball Valve | Valve | Ball | Dresser Flow Control | Grove | B5 | 0227272903-1 | 28", ANSI 600 | FE-FE |  | 50990-6A02-02
Glenpool | Claremore | 202 | 005532 | Ball Valve | Valve | Ball | Dresser Flow Control | Grove | B5 | 0227272912-1 | 24", ANSI 600 | FE-FE |  | 50990-6A02-02
Glenpool | Joplin | 202 | 005778 | Ball Valve | Valve | Ball | Dresser Flow Control | Grove | B5 | 0227273202-1 | 24", ANSI 600 | FE-FE |  | 50990-6B02-02
Glenpool | Springfield | 202 | 005988 | Ball Valve | Valve | Ball | Dresser Flow Control | Grove | B5 | 0227273203-1 | 24", ANSI 600 | FE-FE |  | 50990-6B02-02
Greenville | Mabank | 202 | 003634 | Ball Valve | Valve | Ball | Dresser Flow Control | Grove | B5 | 0227272901-1 | 28", ANSI 600 | FE-FE |  | 50990-7D01-00
Greenville | Bonham | 202 | 004149 | Ball Valve | Valve | Ball | Dresser Flow Control | Grove | B5 | 0227272902-1 | 28", ANSI 600 | FE-FE |  | 50990-7E01-00
Greenville | Coalgate | 202 | 004670 | Ball Valve | Valve | Ball | Dresser Flow Control | Grove | B5 | 0227273201-1 | 28", ANSI 600 | FE-FE |  | 50990-7F01-00
Houston | Conroe | 202 | 003204 | Ball Valve | Valve | Ball | Dresser Flow Control | Grove | B5 | 0227274002-1 | 28", ANSI 600 | FE-FE |  | 50990-6C02-01
Houston | Grapeland | 202 | 003415 | Ball Valve | Valve | Ball | Dresser Flow Control | Grove | B5 | 0227274003-1 | 28", ANSI 600 | FE-FE |  | 50990-6C02-01
Port Arthur | Hankamer | 202 | 002850 | Ball Valve | Valve | Ball | Dresser Flow Control | Grove | B5 | 0227274001-1 | 28", ANSI 600 | FE-FE |  | 50990-6002-01
Wood River | Rolla | 202 | 006195 | Ball Valve | Valve | Ball | Dresser Flow Control | Grove | B5 | 0227273204-1 | 24", ANSI 600 | FE-FE |  | 50990-6B02-02
Wood River | Weldon Spring | 202 | 006402 | Ball Valve | Valve | Ball | Dresser Flow Control | Grove | B5 | 0227273204-1 | 24", ANSI 600 | FE-FE |  | 50990-7L01-00
Glenpool | Claremore | 202 | 009092 | Electric Valve Actuator | Valve Actuator | Electric | Rotork | Rotork | IQ 70/FA25A | B3416905/02 |  |  |  | 50990-7H01-00
Glenpool | Springfield | 202 | 009176 | Electric Valve Actuator | Valve Actuator | Electric | Rotork | Rotork | IQ 70/FA25A | B3416905/05 |  |  |  | 50990-7J01-00
Glenpool | Okmulgee | 202 | 009050 | Electric Valve Actuator | Valve Actuator | Electric | Rotork | Rotork | IQ 70/FA25A | B3416902/04 |  |  |  | 50990-7G01-00
Glenpool | Joplin | 202 | 009134 | Electric Valve Actuator | Valve Actuator | Electric | Rotork | Rotork | IQ 70/FA25A | B3416905/01 |  |  |  | 50990-7I01-00
Greenville | Bonham | 202 | 008956 | Electric Valve Actuator | Valve Actuator | Electric | Rotork | Rotork | IQ 70/FA25A | B3416902/06 |  |  |  | 50990-7E01-00
Greenville | Mabank | 202 | 008909 | Electric Valve Actuator | Valve Actuator | Electric | Rotork | Rotork | IQ 70/FA25A | B3416902/02 |  |  |  | 50990-7D01-00
Greenville | Coalgate | 202 | 009003 | Electric Valve Actuator | Valve Actuator | Electric | Rotork | Rotork | IQ 70/FA25A | B3416902/07 |  |  |  | 50990-7F01-00
Houston | Grapeland | 202 | 008862 | Electric Valve Actuator | Valve Actuator | Electric | Rotork | Rotork | IQ 70/FA25A | B3416902/05 |  |  |  | 50990-7C01-00
Houston | Conroe | 202 | 008815 | Electric Valve Actuator | Valve Actuator | Electric | Rotork | Rotork | IQ 70/FA25A | B3416902/01 |  |  |  | 50990-7B01-00
Port Arthur | Hankamer | 202 | 008769 | Electric Valve Actuator | Valve Actuator | Electric | Rotork | Rotork | IQ 70/FA25A | B3416902/03 |  |  |  | 50990-7A01-00
Wood River | Weldon Spring | 202 | 009260 | Electric Valve Actuator | Valve Actuator | Electric | Rotork | Rotork | IQ 70/FA25A | B3416905/04 |  |  |  | 50990-7L01-00
Wood River | Rolla | 202 | 009218 | Electric Valve Actuator | Valve Actuator | Electric | Rotork | Rotork | IQ 70/FA25A | B3416905/03 |  |  |  | 50990-7K01-00
Glenpool | Claremore | 202 | 009091 | Quarter Turn Gearbox | Gearbox | Quarter Turn | Limitorque | Limitorque | WTRA-500 | L572200 |  |  |  | 50990-7H01-00
Glenpool | Springfield | 202 | 009175 | Quarter Turn Gearbox | Gearbox | Quarter Turn | Limitorque | Limitorque | WTRA-500 | L572195 |  |  |  | 50990-7J01-00
Glenpool | Okmulgee | 202 | 009049 | Quarter Turn Gearbox | Gearbox | Quarter Turn | Limitorque | Limitorque | WTRA-500 | L572197 |  |  |  | 50990-7G01-00
Glenpool | Joplin | 202 | 009133 | Quarter Turn Gearbox | Gearbox | Quarter Turn | Limitorque | Limitorque | WTRA-500 | L572196 |  |  |  | 50990-7I01-00
Greenville | Bonham | 202 | 008955 | Quarter Turn Gearbox | Gearbox | Quarter Turn | Limitorque | Limitorque | WTRA-500 | L573347 |  |  |  | 50990-7E01-00
Greenville | Mabank | 202 | 008908 | Quarter Turn Gearbox | Gearbox | Quarter Turn | Limitorque | Limitorque | WTRA-500 | L572202 |  |  |  | 50990-7D01-00
Greenville | Coalgate | 202 | 009002 | Quarter Turn Gearbox | Gearbox | Quarter Turn | Limitorque | Limitorque | WTRA-500 | L573340 |  |  |  | 50990-7F01-00
Houston | Conroe | 202 | 008814 | Quarter Turn Gearbox | Gearbox | Quarter Turn | Limitorque | Limitorque | WTRA-500 | L573343 |  |  |  | 50990-7B01-00
Houston | Grapeland | 202 | 008861 | Quarter Turn Gearbox | Gearbox | Quarter Turn | Limitorque | Limitorque | WTRA-500 | L573341 |  |  |  | 50990-7C01-00
Port Arthur | Hankamer | 202 | 008768 | Quarter Turn Gearbox | Gearbox | Quarter Turn | Limitorque | Limitorque | WTRA-500 | L572199 |  |  |  | 50990-7A01-00
Wood River | Rolla | 202 | 009217 | Quarter Turn Gearbox | Gearbox | Quarter Turn | Limitorque | Limitorque | WTRA-500 | L573454 |  |  |  | 50990-7K01-00
Wood River | Weldon Spring | 202 | 009259 | Quarter Turn Gearbox | Gearbox | Quarter Turn | Limitorque | Limitorque | WTRA-500 | L573339 |  |  |  | 50990-7L01-00
Glenpool | Okmulgee | 203 | 004889 | Ball Valve | Valve | Ball | Dresser Flow Control | Grove | B5 | 0228048707-1 | 6", ANSI 150 | FE-FE |  | 50990-6C02-02
Glenpool | Claremore | 203 | 005533 | Ball Valve | Valve | Ball | Dresser Flow Control | Grove | B5 | 0228048708-1 | 6", ANSI 150 | FE-FE |  | 50990-6C02-02
Glenpool | Joplin | 203 | 005779 | Ball Valve | Valve | Ball | Dresser Flow Control | Grove | B5 | 0228048709-1 | 6", ANSI 150 | FE-FE |  | 50990-6C02-02
Glenpool | Springfield | 203 | 005989 | Ball Valve | Valve | Ball | Dresser Flow Control | Grove | B5 | 0228048710-1 | 6", ANSI 150 | FE-FE |  | 50990-6C02-02
Greenville | Mabank | 203 | 003635 | Ball Valve | Valve | Ball | Dresser Flow Control | Grove | B5 | 0228048704-1 | 6", ANSI 150 | FE-FE |  | 50990-7D01-01
Greenville | Bonham | 203 | 004150 | Ball Valve | Valve | Ball | Dresser Flow Control | Grove | B5 | 0228048705-1 | 6", ANSI 150 | FE-FE |  | 50990-7E01-01
Greenville | Coalgate | 203 | 004671 | Ball Valve | Valve | Ball | Dresser Flow Control | Grove | B5 | 0228048706-1 | 6", ANSI 150 | FE-FE |  | 50990-7F01-01
Houston | Conroe | 203 | 003205 | Ball Valve | Valve | Ball | Dresser Flow Control | Grove | B5 | 0228048702-1 | 6", ANSI 150 | FE-FE |  | 50990-7B01-01
Houston | Grapeland | 203 | 003416 | Ball Valve | Valve | Ball | Dresser Flow Control | Grove | B5 | 00228048703-1 | 6", ANSI 150 | FE-FE |  | 50990-6C02-02
Port Arthur | Hankamer | 203 | 002851 | Ball Valve | Valve | Ball | Dresser Flow Control | Grove | B5 |  | 6", ANSI 150 | FE-FE |  | 50990-7A01-01
Wood River | Rolla | 203 | 006196 | Ball Valve | Valve | Ball | Dresser Flow Control | Grove | B5 | 0228048711-1 | 6", ANSI 150 | FE-FE |  | 50990-6B02-02
Wood River | Weldon Spring | 203 | 006403 | Ball Valve | Valve | Ball | Dresser Flow Control | Grove | B5 |  | 6", ANSI 150 | FE-FE |  | 50990-7L01-01
Glenpool | Claremore | 203 | 009094 | Electric Valve Actuator | Valve Actuator | Electric | Rotork | Rotork | IQ 18/FA10A | B3416920/01 |  |  |  | 50990-7H01-01
Glenpool | Springfield | 203 | 009178 | Electric Valve Actuator | Valve Actuator | Electric | Rotork | Rotork | IQ 18/FA10A | B3416920/05 |  |  |  | 50990-7J01-01
Glenpool | Okmulgee | 203 | 009052 | Electric Valve Actuator | Valve Actuator | Electric | Rotork | Rotork | IQ 18/FA10A | B3416920/11 |  |  |  | 50990-7G01-01
Glenpool | Joplin | 203 | 009136 | Electric Valve Actuator | Valve Actuator | Electric | Rotork | Rotork | IQ 18/FA10A | B3416920/10 |  |  |  | 50990-7I01-01
Greenville | Bonham | 203 | 008958 | Electric Valve Actuator | Valve Actuator | Electric | Rotork | Rotork | IQ 18/FA10A | B3416920/07 |  |  |  | 50990-7E01-01
Greenville | Mabank | 203 | 008911 | Electric Valve Actuator | Valve Actuator | Electric | Rotork | Rotork | IQ 18/FA10A | B3416920/02 |  |  |  | 50990-7D01-01
Greenville | Coalgate | 203 | 009005 | Electric Valve Actuator | Valve Actuator | Electric | Rotork | Rotork | IQ 18/FA10A | B3416920/09 |  |  |  | 50990-7F01-01
Houston | Grapeland | 203 | 008864 | Electric Valve Actuator | Valve Actuator | Electric | Rotork | Rotork | IQ 18/FA10A | B3416920/08 |  |  |  | 50990-7C01-01
Houston | Conroe | 203 | 008817 | Electric Valve Actuator | Valve Actuator | Electric | Rotork | Rotork | IQ 18/FA10A | B3416920/06 |  |  |  | 50990-7B01-01
Port Arthur | Hankamer | 203 | 008771 | Electric Valve Actuator | Valve Actuator | Electric | Rotork | Rotork | IQ 18/FA10A | B3416920/04 |  |  |  | 50990-7A01-01
Wood River | Weldon Spring | 203 | 009262 | Electric Valve Actuator | Valve Actuator | Electric | Rotork | Rotork | IQ 18/FA10A | B3416920/03 |  |  |  | 50990-7L01-01
Wood River | Rolla | 203 | 009220 | Electric Valve Actuator | Valve Actuator | Electric | Rotork | Rotork | IQ 18/FA10A | B3416920/12 |  |  |  | 50990-7K01-01
Glenpool | Claremore | 203 | 009093 | Quarter Turn Gearbox | Gearbox | Quarter Turn | Limitorque | Limitorque | WTRC-10 | L571529 |  |  |  | 50990-7H01-01
Glenpool | Springfield | 203 | 009177 | Quarter Turn Gearbox | Gearbox | Quarter Turn | Limitorque | Limitorque | WTRC-10 | Unreadable |  |  |  | 50990-7J01-01
Glenpool | Okmulgee | 203 | 009051 | Quarter Turn Gearbox | Gearbox | Quarter Turn | Limitorque | Limitorque | WTRC-10 | L571527 |  |  |  | 50990-7G01-01
Glenpool | Joplin | 203 | 009135 | Quarter Turn Gearbox | Gearbox | Quarter Turn | Limitorque | Limitorque | WTRC-10 | L572403 |  |  |  | 50990-7I01-01
Greenville | Bonham | 203 | 008957 | Quarter Turn Gearbox | Gearbox | Quarter Turn | Limitorque | Limitorque | WTRC-10 | L572405 |  |  |  | 50990-7E01-01
Greenville | Mabank | 203 | 008910 | Quarter Turn Gearbox | Gearbox | Quarter Turn | Limitorque | Limitorque | WTRC-10 | L572399 |  |  |  | 50990-7D01-01
Greenville | Coalgate | 203 | 009004 | Quarter Turn Gearbox | Gearbox | Quarter Turn | Limitorque | Limitorque | WTRC-10 | L571526 |  |  |  | 50990-7F01-01
Houston | Conroe | 203 | 008816 | Quarter Turn Gearbox | Gearbox | Quarter Turn | Limitorque | Limitorque | WTRC-10 | L572401 |  |  |  | 50990-7B01-01
Houston | Grapeland | 203 | 008863 | Quarter Turn Gearbox | Gearbox | Quarter Turn | Limitorque | Limitorque | WTRC-10 | L572397 |  |  |  | 50990-7C01-01
Port Arthur | Hankamer | 203 | 008770 | Quarter Turn Gearbox | Gearbox | Quarter Turn | Limitorque | Limitorque | WTRC-10 | L571524 |  |  |  | 50990-7A01-01
Wood River | Rolla | 203 | 009219 | Quarter Turn Gearbox | Gearbox | Quarter Turn | Limitorque | Limitorque | WTRC-10 | L572404 |  |  |  | 50990-7K01-01
Wood River | Weldon Spring | 203 | 009261 | Quarter Turn Gearbox | Gearbox | Quarter Turn | Limitorque | Limitorque | WTRC-10 | L571373 |  |  |  | 50990-7L01-01
Glenpool | Okmulgee | 204 | 004890 | Ball Valve | Valve | Ball | Dresser Flow Control | Grove | B5 | 0227272909-1 | 24", ANSI 600 | FE-FE |  | 50990-6A02-02
Glenpool | Claremore | 204 | 005534 | Ball Valve | Valve | Ball | Dresser Flow Control | Grove | B5 | 0227272911-1 | 24", ANSI 600 | FE-FE |  | 50990-6A02-02
Glenpool | Joplin | 204 | 005780 | Ball Valve | Valve | Ball | Dresser Flow Control | Grove | B5 | 0227273208-1 | 24", ANSI 600 | FE-FE |  | 50990-6B02-02
Glenpool | Springfield | 204 | 005990 | Ball Valve | Valve | Ball | Dresser Flow Control | Grove | B5 | 0227273210-1 | 24", ANSI 600 | FE-FE |  | 50990-6B02-02
Greenville | Mabank | 204 | 003636 | Ball Valve | Valve | Ball | Dresser Flow Control | Grove | B5 | 0227272905-1 | 24", ANSI 600 | FE-FE |  | 50990-7D01-00
Greenville | Bonham | 204 | 004151 | Ball Valve | Valve | Ball | Dresser Flow Control | Grove | B5 | 0227272907-1 | 24", ANSI 600 | FE-FE |  | 50990-7E01-00
Greenville | Coalgate | 204 | 004672 | Ball Valve | Valve | Ball | Dresser Flow Control | Grove | B5 | 0227273206-1 | 24", ANSI 600 | FE-FE |  | 50990-7F01-00
Houston | Conroe | 204 | 003206 | Ball Valve | Valve | Ball | Dresser Flow Control | Grove | B5 | 0227274006-1 | 24", ANSI 600 | FE-FE |  | 50990-6C02-01
Houston | Grapeland | 204 | 003417 | Ball Valve | Valve | Ball | Dresser Flow Control | Grove | B5 | 0227274008-1 | 24", ANSI 600 | FE-FE |  | 50990-6C02-01
Port Arthur | Hankamer | 204 | 002852 | Ball Valve | Valve | Ball | Dresser Flow Control | Grove | B5 | 0227274004-1 | 24", ANSI 600 | FE-FE |  | 50990-6002-01
Wood River | Rolla | 204 | 006197 | Ball Valve | Valve | Ball | Dresser Flow Control | Grove | B5 | 0227273212-1 | 24", ANSI 600 | FE-FE |  | 50990-6B02-02
Wood River | Weldon Spring | 204 | 006404 | Ball Valve | Valve | Ball | Dresser Flow Control | Grove | B5 |  | 24", ANSI 600 | FE-FE |  | 50990-7L01-00
Glenpool | Claremore | 204 | 009096 | Electric Valve Actuator | Valve Actuator | Electric | Rotork | Rotork | IQ 70/FA25A | B3416906/01 |  |  |  | 50990-7H01-00
Glenpool | Springfield | 204 | 009180 | Electric Valve Actuator | Valve Actuator | Electric | Rotork | Rotork | IQ 70/FA25A | B3416903/02 |  |  |  | 50990-7J01-00
Glenpool | Okmulgee | 204 | 009054 | Electric Valve Actuator | Valve Actuator | Electric | Rotork | Rotork | IQ 70/FA25A | B3416906/05 |  |  |  | 50990-7G01-00
Glenpool | Joplin | 204 | 009138 | Electric Valve Actuator | Valve Actuator | Electric | Rotork | Rotork | IQ 70/FA25A | B3416903/11 |  |  |  | 50990-7I01-00
Greenville | Mabank | 204 | 008913 | Electric Valve Actuator | Valve Actuator | Electric | Rotork | Rotork | IQ 70/FA25A | B3416903/14 |  |  |  | 50990-7D01-00
Greenville | Coalgate | 204 | 009007 | Electric Valve Actuator | Valve Actuator | Electric | Rotork | Rotork | IQ 70/FA25A | B3416903/07 |  |  |  | 50990-7F01-00
Greenville | Bonham | 204 | 008960 | Electric Valve Actuator | Valve Actuator | Electric | Rotork | Rotork | IQ 70/FA25A | B3416903/33 |  |  |  | 50990-7E01-00
Houston | Grapeland | 204 | 008866 | Electric Valve Actuator | Valve Actuator | Electric | Rotork | Rotork | IQ 70/FA25A | B3416906/03 |  |  |  | 50990-7C01-00
Houston | Conroe | 204 | 008819 | Electric Valve Actuator | Valve Actuator | Electric | Rotork | Rotork | IQ 70/FA25A | B3416906/02 |  |  |  | 50990-7B01-00
Port Arthur | Hankamer | 204 | 008773 | Electric Valve Actuator | Valve Actuator | Electric | Rotork | Rotork | IQ 70/FA25A | B3416903/17 |  |  |  | 50990-7A01-00
Wood River | Weldon Spring | 204 | 009264 | Electric Valve Actuator | Valve Actuator | Electric | Rotork | Rotork | IQ 70/FA25A | B3416903/05 |  |  |  | 50990-7L01-00
Wood River | Rolla | 204 | 009222 | Electric Valve Actuator | Valve Actuator | Electric | Rotork | Rotork | IQ 70/FA25A | B3416903/04 |  |  |  | 50990-7K01-00
Glenpool | Claremore | 204 | 009095 | Quarter Turn Gearbox | Gearbox | Quarter Turn | Limitorque | Limitorque | WTRA-500 | L573345 |  |  |  | 50990-7H01-00
Glenpool | Springfield | 204 | 009179 | Quarter Turn Gearbox | Gearbox | Quarter Turn | Limitorque | Limitorque | WTRA-500 | L573367 |  |  |  | 50990-7J01-00
Glenpool | Okmulgee | 204 | 009053 | Quarter Turn Gearbox | Gearbox | Quarter Turn | Limitorque | Limitorque | WTRA-500 | L572273 |  |  |  | 50990-7G01-00
Glenpool | Joplin | 204 | 009137 | Quarter Turn Gearbox | Gearbox | Quarter Turn | Limitorque | Limitorque | WTRA-500 | L573380 |  |  |  | 50990-7I01-00
Greenville | Mabank | 204 | 008912 | Quarter Turn Gearbox | Gearbox | Quarter Turn | Limitorque | Limitorque | WTRA-500 | L573346 |  |  |  | 50990-7D01-00
Greenville | Coalgate | 204 | 009006 | Quarter Turn Gearbox | Gearbox | Quarter Turn | Limitorque | Limitorque | WTRA-500 | L573342 |  |  |  | 50990-7F01-00
Greenville | Bonham | 204 | 008959 | Quarter Turn Gearbox | Gearbox | Quarter Turn | Limitorque | Limitorque | WTRA-500 | L573377 |  |  |  | 50990-7E01-00
Houston | Conroe | 204 | 008818 | Quarter Turn Gearbox | Gearbox | Quarter Turn | Limitorque | Limitorque | WTRA-500 | L572204 |  |  |  | 50990-7B01-00
Houston | Grapeland | 204 | 008865 | Quarter Turn Gearbox | Gearbox | Quarter Turn | Limitorque | Limitorque | WTRA-500 | L573348 |  |  |  | 50990-7C01-00
Port Arthur | Hankamer | 204 | 008772 | Quarter Turn Gearbox | Gearbox | Quarter Turn | Limitorque | Limitorque | WTRA-500 | L573608 |  |  |  | 50990-7A01-00
Wood River | Weldon Spring | 204 | 009263 | Quarter Turn Gearbox | Gearbox | Quarter Turn | Limitorque | Limitorque | WTRA-500 | L573372 |  |  |  | 50990-7L01-00
Wood River | Rolla | 204 | 009221 | Quarter Turn Gearbox | Gearbox | Quarter Turn | Limitorque | Limitorque | WTRA-500 | L573365 |  |  |  | 50990-7K01-00
Glenpool | Okmulgee | 205 | 004891 | Ball Valve | Valve | Ball | Dresser Flow Control | Grove | B5 | 0227272910-1 | 24", ANSI 600 | FE-FE |  | 50990-6A02-02
Glenpool | Claremore | 205 | 005535 | Ball Valve | Valve | Ball | Dresser Flow Control | Grove | B5 | 0227272912-1 | 24", ANSI 600 | FE-FE |  | 50990-6A02-02
Glenpool | Joplin | 205 | 005781 | Ball Valve | Valve | Ball | Dresser Flow Control | Grove | B5 | 0227273209-1 | 24", ANSI 600 | FE-FE |  | 50990-6B02-02
Glenpool | Springfield | 205 | 005991 | Ball Valve | Valve | Ball | Dresser Flow Control | Grove | B5 | 0227273211-1 | 24", ANSI 600 | FE-FE |  | 50990-6B02-02
Greenville | Mabank | 205 | 003637 | Ball Valve | Valve | Ball | Dresser Flow Control | Grove | B5 | 02272722906-1 | 24", ANSI 600 | FE-FE |  | 50990-7D01-00
Greenville | Bonham | 205 | 004152 | Ball Valve | Valve | Ball | Dresser Flow Control | Grove | B5 | 0227272908-1 | 24", ANSI 600 | FE-FE |  | 50990-7E01-00
Greenville | Coalgate | 205 | 004673 | Ball Valve | Valve | Ball | Dresser Flow Control | Grove | B5 | 0227273207-1 | 24", ANSI 600 | FE-FE |  | 50990-7F01-00
Houston | Conroe | 205 | 003207 | Ball Valve | Valve | Ball | Dresser Flow Control | Grove | B5 | 0227274007-1 | 24", ANSI 600 | FE-FE |  | 50990-6C02-01
Houston | Grapeland | 205 | 003418 | Ball Valve | Valve | Ball | Dresser Flow Control | Grove | B5 | 0227274009-1 | 24", ANSI 600 | FE-FE |  | 50990-6C02-01
Port Arthur | Hankamer | 205 | 002853 | Ball Valve | Valve | Ball | Dresser Flow Control | Grove | B5 | 0227274005-1 | 24", ANSI 600 | FE-FE |  | 50990-6002-01
Wood River | Rolla | 205 | 006198 | Ball Valve | Valve | Ball | Dresser Flow Control | Grove | B5 | 0227273213-1 | 24", ANSI 600 | FE-FE |  | 50990-6B02-02
Wood River | Weldon Spring | 205 | 006405 | Ball Valve | Valve | Ball | Dresser Flow Control | Grove | B5 |  | 24", ANSI 600 | FE-FE |  | 50990-7L01-00
Glenpool | Claremore | 205 | 009098 | Electric Valve Actuator | Valve Actuator | Electric | Rotork | Rotork | IQ 70/FA25A | B3416903/02 |  |  |  | 50990-7H01-00
Glenpool | Springfield | 205 | 009182 | Electric Valve Actuator | Valve Actuator | Electric | Rotork | Rotork | IQ 70/FA25A | B3416903/06 |  |  |  | 50990-7J01-00
Glenpool | Okmulgee | 205 | 009056 | Electric Valve Actuator | Valve Actuator | Electric | Rotork | Rotork | IQ 70/FA25A | B3416903/13 |  |  |  | 50990-7G01-00
Glenpool | Joplin | 205 | 009140 | Electric Valve Actuator | Valve Actuator | Electric | Rotork | Rotork | IQ 70/FA25A | B3416903/01 |  |  |  | 50990-7I01-00
Greenville | Mabank | 205 | 008915 | Electric Valve Actuator | Valve Actuator | Electric | Rotork | Rotork | IQ 70/FA25A | B3416903/29 |  |  |  | 50990-7D01-00
Greenville | Coalgate | 205 | 009009 | Electric Valve Actuator | Valve Actuator | Electric | Rotork | Rotork | IQ 70/FA25A | B3416903/31 |  |  |  | 50990-7F01-00
Greenville | Bonham | 205 | 008962 | Electric Valve Actuator | Valve Actuator | Electric | Rotork | Rotork | IQ 70/FA25A | B3416903/28 |  |  |  | 50990-7E01-00
Houston | Grapeland | 205 | 008868 | Electric Valve Actuator | Valve Actuator | Electric | Rotork | Rotork | IQ 70/FA25A | B3416903/20 |  |  |  | 50990-7C01-00
Houston | Conroe | 205 | 008821 | Electric Valve Actuator | Valve Actuator | Electric | Rotork | Rotork | IQ 70/FA25A | B3416903/23 |  |  |  | 50990-7B01-00
Port Arthur | Hankamer | 205 | 008775 | Electric Valve Actuator | Valve Actuator | Electric | Rotork | Rotork | IQ 70/FA25A | B3416903/25 |  |  |  | 50990-7A01-00
Wood River | Weldon Spring | 205 | 009266 | Electric Valve Actuator | Valve Actuator | Electric | Rotork | Rotork | IQ 70/FA25A | B3416903/16 |  |  |  | 50990-7L01-00
Wood River | Rolla | 205 | 009224 | Electric Valve Actuator | Valve Actuator | Electric | Rotork | Rotork | IQ 70/FA25A | B3416903/03 |  |  |  | 50990-7K01-00
Glenpool | Claremore | 205 | 009097 | Quarter Turn Gearbox | Gearbox | Quarter Turn | Limitorque | Limitorque | WTRA-500 | L573368 |  |  |  | 50990-7H01-00
Glenpool | Springfield | 205 | 009181 | Quarter Turn Gearbox | Gearbox | Quarter Turn | Limitorque | Limitorque | WTRA-500 | L573379 |  |  |  | 50990-7J01-00
Glenpool | Okmulgee | 205 | 009055 | Quarter Turn Gearbox | Gearbox | Quarter Turn | Limitorque | Limitorque | WTRA-500 | L573378 |  |  |  | 50990-7G01-00
Glenpool | Joplin | 205 | 009139 | Quarter Turn Gearbox | Gearbox | Quarter Turn | Limitorque | Limitorque | WTRA-500 | L573376 |  |  |  | 50990-7I01-00
Greenville | Mabank | 205 | 008914 | Quarter Turn Gearbox | Gearbox | Quarter Turn | Limitorque | Limitorque | WTRA-500 | L573375 |  |  |  | 50990-7D01-00
Greenville | Coalgate | 205 | 009008 | Quarter Turn Gearbox | Gearbox | Quarter Turn | Limitorque | Limitorque | WTRA-500 | L573366 |  |  |  | 50990-7F01-00
Greenville | Bonham | 205 | 008961 | Quarter Turn Gearbox | Gearbox | Quarter Turn | Limitorque | Limitorque | WTRA-500 | L573616 |  |  |  | 50990-7E01-00
Houston | Conroe | 205 | 008820 | Quarter Turn Gearbox | Gearbox | Quarter Turn | Limitorque | Limitorque | WTRA-500 | L573610 |  |  |  | 50990-7B01-00
Houston | Grapeland | 205 | 008867 | Quarter Turn Gearbox | Gearbox | Quarter Turn | Limitorque | Limitorque | WTRA-500 | L573615 |  |  |  | 50990-7C01-00
Port Arthur | Hankamer | 205 | 008774 | Quarter Turn Gearbox | Gearbox | Quarter Turn | Limitorque | Limitorque | WTRA-500 | L573617 |  |  |  | 50990-7A01-00
Wood River | Weldon Spring | 205 | 009265 | Quarter Turn Gearbox | Gearbox | Quarter Turn | Limitorque | Limitorque | WTRA-500 | L573369 |  |  |  | 50990-7L01-00
Wood River | Rolla | 205 | 009223 | Quarter Turn Gearbox | Gearbox | Quarter Turn | Limitorque | Limitorque | WTRA-500 | L573373 |  |  |  | 50990-7K01-00
Glenpool | Okmulgee | 206 | 004892 | Ball Valve | Valve | Ball | Dresser Flow Control | Grove | B5 | 0227272917-1 | 20", ANSI 600 | FE-FE |  | 50990-6A02-02
Glenpool | Claremore | 206 | 005536 | Ball Valve | Valve | Ball | Dresser Flow Control | Grove | B5 | 0227272919-1 | 16", ANSI 600 | FE-FE |  | 50990-6A02-02
Glenpool | Joplin | 206 | 005782 | Ball Valve | Valve | Ball | Dresser Flow Control | Grove | B5 | 0227273218-1 | 16", ANSI 600 | FE-FE |  | 50990-6B02-02
Glenpool | Springfield | 206 | 005992 | Ball Valve | Valve | Ball | Dresser Flow Control | Grove | B5 | 0227273220-1 | 16", ANSI 600 | FE-FE |  | 50990-6B02-02
Greenville | Mabank | 206 | 003638 | Ball Valve | Valve | Ball | Dresser Flow Control | Grove | B5 | 0227272913-1 | 20", ANSI 600 | FE-FE |  | 50990-7D01-00
Greenville | Bonham | 206 | 004153 | Ball Valve | Valve | Ball | Dresser Flow Control | Grove | B5 | 02272722915-1 | 20", ANSI 600 | FE-FE |  | 50990-7E01-00
Greenville | Coalgate | 206 | 004674 | Ball Valve | Valve | Ball | Dresser Flow Control | Grove | B5 | 0227273216-1 | 20", ANSI 600 | FE-FE |  | 50990-7F01-00
Houston | Conroe | 206 | 003208 | Ball Valve | Valve | Ball | Dresser Flow Control | Grove | B5 | 0227274012-1 | 20", ANSI 600 | FE-FE |  | 50990-6C02-01
Houston | Grapeland | 206 | 003419 | Ball Valve | Valve | Ball | Dresser Flow Control | Grove | B5 | 0227274014-1 | 20", ANSI 600 | FE-FE |  | 50990-6C02-01
Port Arthur | Hankamer | 206 | 002854 | Ball Valve | Valve | Ball | Dresser Flow Control | Grove | B5 | 0227274010-1 | 20", ANSI 600 | FE-FE |  | 50990-6002-01
Wood River | Rolla | 206 | 006199 | Ball Valve | Valve | Ball | Dresser Flow Control | Grove | B5 | 0227273222-1 | 16", ANSI 600 | FE-FE |  | 50990-6B02-02
Wood River | Weldon Spring | 206 | 006406 | Ball Valve | Valve | Ball | Dresser Flow Control | Grove | B5 |  | 16", ANSI 600 | FE-FE |  | 50990-7L01-00
Glenpool | Claremore | 206 | 009100 | Electric Valve Actuator | Valve Actuator | Electric | Rotork | Rotork | IQ 35/FA16A | B3416907/09 |  |  |  | 50990-7H01-00
Glenpool | Springfield | 206 | 009184 | Electric Valve Actuator | Valve Actuator | Electric | Rotork | Rotork | IQ 35/FA16A | B3416907/01 |  |  |  | 50990-7J01-00
Glenpool | Okmulgee | 206 | 009058 | Electric Valve Actuator | Valve Actuator | Electric | Rotork | Rotork | IQ 70/FA25A | B3416903/15 |  |  |  | 50990-7G01-00
Glenpool | Joplin | 206 | 009142 | Electric Valve Actuator | Valve Actuator | Electric | Rotork | Rotork | IQ 35/FA16A | B3416907/07 |  |  |  | 50990-7I01-00
Greenville | Mabank | 206 | 008917 | Electric Valve Actuator | Valve Actuator | Electric | Rotork | Rotork | IQ 70/FA25A | B3416903/32 |  |  |  | 50990-7D01-00
Greenville | Coalgate | 206 | 009011 | Electric Valve Actuator | Valve Actuator | Electric | Rotork | Rotork | IQ 70/FA25A | B3416903/18 |  |  |  | 50990-7F01-00
Greenville | Bonham | 206 | 008964 | Electric Valve Actuator | Valve Actuator | Electric | Rotork | Rotork | IQ 70/FA25A | B3416903/27 |  |  |  | 50990-7E01-00
Houston | Grapeland | 206 | 008870 | Electric Valve Actuator | Valve Actuator | Electric | Rotork | Rotork | IQ 70/FA25A | B3416903/09 |  |  |  | 50990-7C01-00
Houston | Conroe | 206 | 008823 | Electric Valve Actuator | Valve Actuator | Electric | Rotork | Rotork | IQ 70/FA25A | B3416906/04 |  |  |  | 50990-7B01-00
Port Arthur | Hankamer | 206 | 008777 | Electric Valve Actuator | Valve Actuator | Electric | Rotork | Rotork | IQ 70/FA25A | B3416903/08 |  |  |  | 50990-7A01-00
Wood River | Weldon Spring | 206 | 009268 | Electric Valve Actuator | Valve Actuator | Electric | Rotork | Rotork | IQ 35/FA16A | B3416907/03 |  |  |  | 50990-7L01-00
Wood River | Rolla | 206 | 009226 | Electric Valve Actuator | Valve Actuator | Electric | Rotork | Rotork | IQ 35/FA16A | B3416907/08 |  |  |  | 50990-7K01-00
Glenpool | Claremore | 206 | 009099 | Quarter Turn Gearbox | Gearbox | Quarter Turn | Limitorque | Limitorque | WTRA-430 | L573546 |  |  |  | 50990-7H01-00
Glenpool | Springfield | 206 | 009183 | Quarter Turn Gearbox | Gearbox | Quarter Turn | Limitorque | Limitorque | WTRA-430 | L573450 |  |  |  | 50990-7J01-00
Glenpool | Okmulgee | 206 | 009057 | Quarter Turn Gearbox | Gearbox | Quarter Turn | Limitorque | Limitorque | WTRA-500 | L573362 |  |  |  | 50990-7G01-00
Glenpool | Joplin | 206 | 009141 | Quarter Turn Gearbox | Gearbox | Quarter Turn | Limitorque | Limitorque | WTRA-430 | L573544 |  |  |  | 50990-7I01-00
Greenville | Mabank | 206 | 008916 | Quarter Turn Gearbox | Gearbox | Quarter Turn | Limitorque | Limitorque | WTRA-500 | L573374 |  |  |  | 50990-7D01-00
Greenville | Coalgate | 206 | 009010 | Quarter Turn Gearbox | Gearbox | Quarter Turn | Limitorque | Limitorque | WTRA-500 | L573370 |  |  |  | 50990-7F01-00
Greenville | Bonham | 206 | 008963 | Quarter Turn Gearbox | Gearbox | Quarter Turn | Limitorque | Limitorque | WTRA-500 | L573371 |  |  |  | 50990-7E01-00
Houston | Conroe | 206 | 008822 | Quarter Turn Gearbox | Gearbox | Quarter Turn | Limitorque | Limitorque | WTRA-500 | L573344 |  |  |  | 50990-7B01-00
Houston | Grapeland | 206 | 008869 | Quarter Turn Gearbox | Gearbox | Quarter Turn | Limitorque | Limitorque | WTRA-500 | L572198 |  |  |  | 50990-7C01-00
Port Arthur | Hankamer | 206 | 008776 | Quarter Turn Gearbox | Gearbox | Quarter Turn | Limitorque | Limitorque | WTRA-500 | L573612 |  |  |  | 50990-7A01-00
Wood River | Weldon Spring | 206 | 009267 | Quarter Turn Gearbox | Gearbox | Quarter Turn | Limitorque | Limitorque | WTRA-430 | L573453 |  |  |  | 50990-7L01-00
Wood River | Rolla | 206 | 009225 | Quarter Turn Gearbox | Gearbox | Quarter Turn | Limitorque | Limitorque | WTRA-430 | L573454 |  |  |  | 50990-7K01-00
Glenpool | Okmulgee | 207 | 004893 | Ball Valve | Valve | Ball | Dresser Flow Control | Grove | B5 | 0227272918-1 | 20", ANSI 600 | FE-FE |  | 50990-6A02-02
Glenpool | Claremore | 207 | 005537 | Ball Valve | Valve | Ball | Dresser Flow Control | Grove | B5 | 0227272920-1 | 16", ANSI 600 | FE-FE |  | 50990-6A02-02
Glenpool | Joplin | 207 | 005783 | Ball Valve | Valve | Ball | Dresser Flow Control | Grove | B5 | 0227273219-1 | 16", ANSI 600 | FE-FE |  | 50990-6B02-02
Glenpool | Springfield | 207 | 005993 | Ball Valve | Valve | Ball | Dresser Flow Control | Grove | B5 | 0227273221-1 | 16", ANSI 600 | FE-FE |  | 50990-6B02-02
Greenville | Mabank | 207 | 003639 | Ball Valve | Valve | Ball | Dresser Flow Control | Grove | B5 | 02272722914-1 | 20", ANSI 600 | FE-FE |  | 50990-7D01-00
Greenville | Bonham | 207 | 004154 | Ball Valve | Valve | Ball | Dresser Flow Control | Grove | B5 | 02272722916-1 | 20", ANSI 600 | FE-FE |  | 50990-7E01-00
Greenville | Coalgate | 207 | 004675 | Ball Valve | Valve | Ball | Dresser Flow Control | Grove | B5 | 0227273217-1 | 20", ANSI 600 | FE-FE |  | 50990-7F01-00
Houston | Conroe | 207 | 003209 | Ball Valve | Valve | Ball | Dresser Flow Control | Grove | B5 | 0227274013-1 | 20", ANSI 600 | FE-FE |  | 50990-6C02-01
Houston | Grapeland | 207 | 003420 | Ball Valve | Valve | Ball | Dresser Flow Control | Grove | B5 | 0227274015-1 | 20", ANSI 600 | FE-FE |  | 50990-6C02-01
Port Arthur | Hankamer | 207 | 002855 | Ball Valve | Valve | Ball | Dresser Flow Control | Grove | B5 | 0227274011-1 | 20", ANSI 600 | FE-FE |  | 50990-6002-01
Wood River | Rolla | 207 | 006200 | Ball Valve | Valve | Ball | Dresser Flow Control | Grove | B5 | 0227273223-1 | 16", ANSI 600 | FE-FE |  | 50990-6B02-02
Wood River | Weldon Spring | 207 | 006407 | Ball Valve | Valve | Ball | Dresser Flow Control | Grove | B5 |  | 16", ANSI 600 | FE-FE |  | 50990-7L01-00
Glenpool | Claremore | 207 | 009102 | Electric Valve Actuator | Valve Actuator | Electric | Rotork | Rotork | IQ 35/FA16A | B3416907/10 |  |  |  | 50990-7H01-00
Glenpool | Springfield | 207 | 009186 | Electric Valve Actuator | Valve Actuator | Electric | Rotork | Rotork | IQ 35/FA16A | B3416907/04 |  |  |  | 50990-7J01-00
Glenpool | Okmulgee | 207 | 009060 | Electric Valve Actuator | Valve Actuator | Electric | Rotork | Rotork | IQ 70/FA25A | B3416903/10 |  |  |  | 50990-7G01-00
Glenpool | Joplin | 207 | 009144 | Electric Valve Actuator | Valve Actuator | Electric | Rotork | Rotork | IQ 35/FA16A | B3416907/02 |  |  |  | 50990-7I01-00
Greenville | Mabank | 207 | 008919 | Electric Valve Actuator | Valve Actuator | Electric | Rotork | Rotork | IQ 70/FA25A | B3416903/19 |  |  |  | 50990-7D01-00
Greenville | Coalgate | 207 | 009013 | Electric Valve Actuator | Valve Actuator | Electric | Rotork | Rotork | IQ 70/FA25A | B3416903/21 |  |  |  | 50990-7F01-00
Greenville | Bonham | 207 | 008966 | Electric Valve Actuator | Valve Actuator | Electric | Rotork | Rotork | IQ 70/FA25A | B3416903/30 |  |  |  | 50990-7E01-00
Houston | Grapeland | 207 | 008872 | Electric Valve Actuator | Valve Actuator | Electric | Rotork | Rotork | IQ 70/FA25A | B3416903/26 |  |  |  | 50990-7C01-00
Houston | Conroe | 207 | 008825 | Electric Valve Actuator | Valve Actuator | Electric | Rotork | Rotork | IQ 70/FA25A | B3416903/22 |  |  |  | 50990-7B01-00
Port Arthur | Hankamer | 207 | 008779 | Electric Valve Actuator | Valve Actuator | Electric | Rotork | Rotork | IQ 70/FA25A | B3416903/24 |  |  |  | 50990-7A01-00
Wood River | Weldon Spring | 207 | 009270 | Electric Valve Actuator | Valve Actuator | Electric | Rotork | Rotork | IQ 35/FA16A | B3416907/06 |  |  |  | 50990-7L01-00
Wood River | Rolla | 207 | 009228 | Electric Valve Actuator | Valve Actuator | Electric | Rotork | Rotork | IQ 35/FA16A | B3416907/05 |  |  |  | 50990-7K01-00
Glenpool | Claremore | 207 | 009101 | Quarter Turn Gearbox | Gearbox | Quarter Turn | Limitorque | Limitorque | WTRA-430 | L573543 |  |  |  | 50990-7H01-00
Glenpool | Springfield | 207 | 009185 | Quarter Turn Gearbox | Gearbox | Quarter Turn | Limitorque | Limitorque | WTRA-430 | L573547 |  |  |  | 50990-7J01-00
Glenpool | Okmulgee | 207 | 009059 | Quarter Turn Gearbox | Gearbox | Quarter Turn | Limitorque | Limitorque | WTRA-500 | L573364 |  |  |  | 50990-7G01-00
Glenpool | Joplin | 207 | 009143 | Quarter Turn Gearbox | Gearbox | Quarter Turn | Limitorque | Limitorque | WTRA-430 | L573451 |  |  |  | 50990-7I01-00
Greenville | Mabank | 207 | 008918 | Quarter Turn Gearbox | Gearbox | Quarter Turn | Limitorque | Limitorque | WTRA-500 | L573361 |  |  |  | 50990-7D01-00
Greenville | Coalgate | 207 | 009012 | Quarter Turn Gearbox | Gearbox | Quarter Turn | Limitorque | Limitorque | WTRA-500 | L573613 |  |  |  | 50990-7F01-00
Greenville | Bonham | 207 | 008965 | Quarter Turn Gearbox | Gearbox | Quarter Turn | Limitorque | Limitorque | WTRA-500 | L573363 |  |  |  | 50990-7E01-00
Houston | Grapeland | 207 | 008871 | Quarter Turn Gearbox | Gearbox | Quarter Turn | Limitorque | Limitorque | WTRA-500 | L573611 |  |  |  | 50990-7C01-00
Houston | Conroe | 207 | 008824 | Quarter Turn Gearbox | Gearbox | Quarter Turn | Limitorque | Limitorque | WTRA-500 | L573609 |  |  |  | 50990-7B01-00
Port Arthur | Hankamer | 207 | 008778 | Quarter Turn Gearbox | Gearbox | Quarter Turn | Limitorque | Limitorque | WTRA-500 | L573614 |  |  |  | 50990-7A01-00
Wood River | Weldon Spring | 207 | 009269 | Quarter Turn Gearbox | Gearbox | Quarter Turn | Limitorque | Limitorque | WTRA-430 | L573545 |  |  |  | 50990-7L01-00
Wood River | Rolla | 207 | 009227 | Quarter Turn Gearbox | Gearbox | Quarter Turn | Limitorque | Limitorque | WTRA-430 | L573452 |  |  |  | 50990-7K01-00
Glenpool | Okmulgee | 209 | 004894 | Ball Valve | Valve | Ball | Dresser Flow Control | Grove | B4-C | 0227272928-1 | 4", ANSI 600 | FE-FE |  | 50990-6A02-02
Glenpool | Claremore | 209 | 005538 | Ball Valve | Valve | Ball | Dresser Flow Control | Grove | B4-C | 0227272924-1 | 4", ANSI 600 | FE-FE |  | 50990-6A02-02
Glenpool | Joplin | 209 | 005784 | Ball Valve | Valve | Ball | Dresser Flow Control | Grove | B4-C | 0227273227-1 | 4", ANSI 600 | FE-FE |  | 50990-6B02-02
Glenpool | Springfield | 209 | 005994 | Ball Valve | Valve | Ball | Dresser Flow Control | Grove | B4-C | 0227273228-1 | 4", ANSI 600 | FE-FE |  | 50990-6B02-02
Greenville | Mabank | 209 | 003640 | Ball Valve | Valve | Ball | Dresser Flow Control | Grove | B4-C | 0227272921-1 | 4", ANSI 600 | FE-FE |  | 50990-7D01-00
Greenville | Bonham | 209 | 004155 | Ball Valve | Valve | Ball | Dresser Flow Control | Grove | B4-C | 0227272922-1 | 4", ANSI 600 | FE-FE |  | 50990-7E01-00
Greenville | Coalgate | 209 | 004676 | Ball Valve | Valve | Ball | Dresser Flow Control | Grove | B4-C | 0227273226-1 | 4", ANSI 600 | FE-FE |  | 50990-7F01-00
Houston | Conroe | 209 | 003210 | Ball Valve | Valve | Ball | Dresser Flow Control | Grove | B4-C | 0227274017-1 | 4", ANSI 600 | FE-FE |  | 50990-6C02-01
Houston | Grapeland | 209 | 003421 | Ball Valve | Valve | Ball | Dresser Flow Control | Grove | B4-C | 0227274018-1 | 4", ANSI 600 | FE-FE |  | 50990-6C02-01
Port Arthur | Hankamer | 209 | 002856 | Ball Valve | Valve | Ball | Dresser Flow Control | Grove | B4-C | 0227274016-1 | 4", ANSI 600 | FE-FE |  | 50990-6C02-02
Wood River | Rolla | 209 | 006201 | Ball Valve | Valve | Ball | Dresser Flow Control | Grove | B4-C | 0227273229-1 | 4", ANSI 600 | FE-FE |  | 50990-6B02-02
Wood River | Weldon Spring | 209 | 006408 | Ball Valve | Valve | Ball | Dresser Flow Control | Grove | B4-C |  | 4", ANSI 600 | FE-FE |  | 50990-7L01-00
Glenpool | Springfield | 209 | 009188 | Electric Valve Actuator | Valve Actuator | Electric | Rotork | Rotork | IQ 18/FA10A | B3416904/01 |  |  |  | 50990-7J01-00
Glenpool | Okmulgee | 209 | 009062 | Electric Valve Actuator | Valve Actuator | Electric | Rotork | Rotork | IQ 18/FA10A | B3416904/08 |  |  |  | 50990-7G01-00
Glenpool | Joplin | 209 | 009146 | Electric Valve Actuator | Valve Actuator | Electric | Rotork | Rotork | IQ 18/FA10A | B3416904/05 |  |  |  | 50990-7I01-00
Glenpool | Claremore | 209 | 009104 | Electric Valve Actuator | Valve Actuator | Electric | Rotork | Rotork | IQ 18/FA10A | B3416904/07 |  |  |  | 50990-7H01-00
Greenville | Mabank | 209 | 008921 | Electric Valve Actuator | Valve Actuator | Electric | Rotork | Rotork | IQ 18/FA10A | B3416904/12 |  |  |  | 50990-7D01-00
Greenville | Coalgate | 209 | 009015 | Electric Valve Actuator | Valve Actuator | Electric | Rotork | Rotork | IQ 18/FA10A | B3416904/02 |  |  |  | 50990-7F01-00
Greenville | Bonham | 209 | 008968 | Electric Valve Actuator | Valve Actuator | Electric | Rotork | Rotork | IQ 18/FA10A | B3416904/10 |  |  |  | 50990-7E01-00
Houston | Grapeland | 209 | 008874 | Electric Valve Actuator | Valve Actuator | Electric | Rotork | Rotork | IQ 18/FA10A | B3416904/04 |  |  |  | 50990-7C01-00
Houston | Conroe | 209 | 008827 | Electric Valve Actuator | Valve Actuator | Electric | Rotork | Rotork | IQ 18/FA10A | B3416904/06 |  |  |  | 50990-7B01-00
Port Arthur | Hankamer | 209 | 008781 | Electric Valve Actuator | Valve Actuator | Electric | Rotork | Rotork | IQ 18/FA10A | B3416904/03 |  |  |  | 50990-7A01-00
Wood River | Weldon Spring | 209 | 009272 | Electric Valve Actuator | Valve Actuator | Electric | Rotork | Rotork | IQ 18/FA10A | B3416904/09 |  |  |  | 50990-7L01-00
Wood River | Rolla | 209 | 009230 | Electric Valve Actuator | Valve Actuator | Electric | Rotork | Rotork | IQ 18/FA10A | B3416904/11 |  |  |  | 50990-7K01-00
Glenpool | Springfield | 209 | 009187 | Quarter Turn Gearbox | Gearbox | Quarter Turn | Limitorque | Limitorque | WTRC-10 | L571374 |  |  |  | 50990-7J01-00
Glenpool | Okmulgee | 209 | 009061 | Quarter Turn Gearbox | Gearbox | Quarter Turn | Limitorque | Limitorque | WTRC-10 | L571377 |  |  |  | 50990-7G01-00
Glenpool | Joplin | 209 | 009145 | Quarter Turn Gearbox | Gearbox | Quarter Turn | Limitorque | Limitorque | WTRC-10 | L571525 |  |  |  | 50990-7I01-00
Glenpool | Claremore | 209 | 009103 | Quarter Turn Gearbox | Gearbox | Quarter Turn | Limitorque | Limitorque | WTRC-10 | L571528 |  |  |  | 50990-7H01-00
Greenville | Mabank | 209 | 008920 | Quarter Turn Gearbox | Gearbox | Quarter Turn | Limitorque | Limitorque | WTRC-10 | L572406 |  |  |  | 50990-7D01-00
Greenville | Coalgate | 209 | 009014 | Quarter Turn Gearbox | Gearbox | Quarter Turn | Limitorque | Limitorque | WTRC-10 | L572398 |  |  |  | 50990-7F01-00
Greenville | Bonham | 209 | 008967 | Quarter Turn Gearbox | Gearbox | Quarter Turn | Limitorque | Limitorque | WTRC-10 | L572401 |  |  |  | 50990-7E01-00
Houston | Grapeland | 209 | 008873 | Quarter Turn Gearbox | Gearbox | Quarter Turn | Limitorque | Limitorque | WTRC-10 | L572402 |  |  |  | 50990-7C01-00
Houston | Conroe | 209 | 008826 | Quarter Turn Gearbox | Gearbox | Quarter Turn | Limitorque | Limitorque | WTRC-10 | L572400 |  |  |  | 50990-7B01-00
Port Arthur | Hankamer | 209 | 008780 | Quarter Turn Gearbox | Gearbox | Quarter Turn | Limitorque | Limitorque | WTRC-10 | L572408 |  |  |  | 50990-7A01-00
Wood River | Weldon Spring | 209 | 009271 | Quarter Turn Gearbox | Gearbox | Quarter Turn | Limitorque | Limitorque | WTRC-10 | L571375 |  |  |  | 50990-7L01-00
Wood River | Rolla | 209 | 009229 | Quarter Turn Gearbox | Gearbox | Quarter Turn | Limitorque | Limitorque | WTRC-10 | L571308 |  |  |  | 50990-7K01-00
Glenpool | Okmulgee | 210 | 004895 | Ball Valve | Valve | Ball | Cameron | Cooper | Type 31 | 11492194-5 | 24", ANSI 600 | FE-FE |  | 50990-6D02-00
Glenpool | Claremore | 210 | 005539 | Ball Valve | Valve | Ball | Cameron | Cooper | Type 31 | 11492194-9 | 24", ANSI 600 | FE-FE |  | 50990-6D02-00
Glenpool | Joplin | 210 | 005785 | Ball Valve | Valve | Ball | Cameron | Cooper | Type 31 | 11492194-13 | 24", ANSI 600 | FE-FE |  | 50990-6D02-00
Glenpool | Springfield | 210 | 005995 | Ball Valve | Valve | Ball | Cameron | Cooper | Type 31 | 11493833-1 | 24", ANSI 600 | FE-FE |  | 50990-7J01-00
Greenville | Mabank | 210 | 003641 | Ball Valve | Valve | Ball | Cameron | Cooper | Type 31 | 11489421-3 | 24", ANSI 600 | FE-FE |  | 50990-7D01-00
Greenville | Bonham | 210 | 004156 | Ball Valve | Valve | Ball | Cameron | Cooper | Type 31 | 11489421-7 | 24", ANSI 600 | FE-FE |  | 50990-7E01-00
Greenville | Coalgate | 210 | 004677 | Ball Valve | Valve | Ball | Cameron | Cooper | Type 31 | 11492194-1 | 24", ANSI 600 | FE-FE |  | 50990-7F01-00
Houston | Conroe | 210 | 003211 | Ball Valve | Valve | Ball | Cameron | Cooper | Type 31 | 11487887-5 | 24", ANSI 600 | FE-FE |  | 50995-6D02-00
Houston | Grapeland | 210 | 003422 | Ball Valve | Valve | Ball | Cameron | Cooper | Type 31 | 114487887-9 | 24", ANSI 600 | FE-FE |  | 50990-7C01-00
Port Arthur | Hankamer | 210 | 002857 | Ball Valve | Valve | Ball | Cameron | Cooper | Type 31 | 11487887-1 | 24", ANSI 600 | FE-FE |  | 50990-6002-00
Wood River | Rolla | 210 | 006202 | Ball Valve | Valve | Ball | Cameron | Cooper | Type 31 | 11493833-5 | 24", ANSI 600 | FE-FE |  | 50990-6D02-02
Wood River | Weldon Spring | 210 | 006409 | Ball Valve | Valve | Ball | Cameron | Cooper | Type 31 |  | 24", ANSI 600 | FE-FE |  | 50990-7L01-00
Glenpool | Springfield | 210 | 009190 | Electric Valve Actuator | Valve Actuator | Electric | Rotork | Rotork | IQ 25/FA14A | B3416901/29 |  |  |  | 50990-7J01-00
Glenpool | Okmulgee | 210 | 009064 | Electric Valve Actuator | Valve Actuator | Electric | Rotork | Rotork | IQ 25/FA14A | B3416901/03 |  |  |  | 50990-7G01-00
Glenpool | Joplin | 210 | 009148 | Electric Valve Actuator | Valve Actuator | Electric | Rotork | Rotork | IQ 25/FA14A | B3416901/07 |  |  |  | 50990-7I01-00
Glenpool | Claremore | 210 | 009106 | Electric Valve Actuator | Valve Actuator | Electric | Rotork | Rotork | IQ 25/FA14A | B3416901/16 |  |  |  | 50990-7H01-00
Greenville | Mabank | 210 | 008923 | Electric Valve Actuator | Valve Actuator | Electric | Rotork | Rotork | IQ 25/FA14A | B3416901/43 |  |  |  | 50990-7D01-00
Greenville | Coalgate | 210 | 009017 | Electric Valve Actuator | Valve Actuator | Electric | Rotork | Rotork | IQ 25/FA14A | B3416901/17 |  |  |  | 50990-7F01-00
Greenville | Bonham | 210 | 008970 | Electric Valve Actuator | Valve Actuator | Electric | Rotork | Rotork | IQ 25/FA14A | B3416901/05 |  |  |  | 50990-7E01-00
Houston | Grapeland | 210 | 008876 | Electric Valve Actuator | Valve Actuator | Electric | Rotork | Rotork | IQ 25/FA14A | B3416901/25 |  |  |  | 50990-7C01-00
Houston | Conroe | 210 | 008829 | Electric Valve Actuator | Valve Actuator | Electric | Rotork | Rotork | IQ 25/FA14A | B3416901/40 |  |  |  | 50990-7B01-00
Port Arthur | Hankamer | 210 | 008783 | Electric Valve Actuator | Valve Actuator | Electric | Rotork | Rotork | IQ 25/FA14A | B3416901/41 |  |  |  | 50990-7A01-00
Wood River | Weldon Spring | 210 | 009274 | Electric Valve Actuator | Valve Actuator | Electric | Rotork | Rotork | IQ 25/FA14A | B3416901/42 |  |  |  | 50990-7L01-00
Wood River | Rolla | 210 | 009232 | Electric Valve Actuator | Valve Actuator | Electric | Rotork | Rotork | IQ 25/FA14A | B3416901/37 |  |  |  | 50990-7K01-00
Glenpool | Springfield | 210 | 009189 | Quarter Turn Gearbox | Gearbox | Quarter Turn | Limitorque | Limitorque | WTRC-450/S7.26 | L573625 |  |  |  | 50990-7J01-00
Glenpool | Okmulgee | 210 | 009063 | Quarter Turn Gearbox | Gearbox | Quarter Turn | Limitorque | Limitorque | WTRC-450/S7.26 | L576416 |  |  |  | 50990-7G01-00
Glenpool | Joplin | 210 | 009147 | Quarter Turn Gearbox | Gearbox | Quarter Turn | Limitorque | Limitorque | WTRC-450/S7.26 | L573533 |  |  |  | 50990-7I01-00
Glenpool | Claremore | 210 | 009105 | Quarter Turn Gearbox | Gearbox | Quarter Turn | Limitorque | Limitorque | WTRC-450/S7.26 | L573527 |  |  |  | 50990-7H01-00
Greenville | Mabank | 210 | 008922 | Quarter Turn Gearbox | Gearbox | Quarter Turn | Limitorque | Limitorque | WTRC-450/S7.26 | L573522 |  |  |  | 50990-7D01-00
Greenville | Coalgate | 210 | 009016 | Quarter Turn Gearbox | Gearbox | Quarter Turn | Limitorque | Limitorque | WTRC-450/S7.26 | L576418 |  |  |  | 50990-7F01-00
Greenville | Bonham | 210 | 008969 | Quarter Turn Gearbox | Gearbox | Quarter Turn | Limitorque | Limitorque | WTRC-450/S7.26 | L576415 |  |  |  | 50990-7E01-00
Houston | Grapeland | 210 | 008875 | Quarter Turn Gearbox | Gearbox | Quarter Turn | Limitorque | Limitorque | WTRC-450/S7.26 | L576417 |  |  |  | 50990-7C01-00
Houston | Conroe | 210 | 008828 | Quarter Turn Gearbox | Gearbox | Quarter Turn | Limitorque | Limitorque | WTRC-450/S7.26 | L573521 |  |  |  | 50990-7B01-00
Port Arthur | Hankamer | 210 | 008782 | Quarter Turn Gearbox | Gearbox | Quarter Turn | Limitorque | Limitorque | WTRC-450/S7.26 | L576421 |  |  |  | 50990-7A01-00
Wood River | Weldon Spring | 210 | 009273 | Quarter Turn Gearbox | Gearbox | Quarter Turn | Limitorque | Limitorque | WTRC-450/S7.26 | L573536 |  |  |  | 50990-7L01-00
Wood River | Rolla | 210 | 009231 | Quarter Turn Gearbox | Gearbox | Quarter Turn | Limitorque | Limitorque | WTRC-450/S7.26 | L576420 |  |  |  | 50990-7K01-00
Glenpool | Okmulgee | 211 | 004896 | Ball Valve | Valve | Ball | Cameron | Cooper | Type 31 | 11492194-6 | 24", ANSI 600 | FE-FE |  | 50990-6D02-00
Glenpool | Claremore | 211 | 005540 | Ball Valve | Valve | Ball | Cameron | Cooper | Type 31 | 11492194-10 | 24", ANSI 600 | FE-FE |  | 50990-6D02-00
Glenpool | Joplin | 211 | 005786 | Ball Valve | Valve | Ball | Cameron | Cooper | Type 31 | 11492194-14 | 24", ANSI 600 | FE-FE |  | 50990-6D02-00
Glenpool | Springfield | 211 | 005996 | Ball Valve | Valve | Ball | Cameron | Cooper | Type 31 | 11493833-2 | 24", ANSI 600 | FE-FE |  | 50990-7J01-00
Greenville | Mabank | 211 | 003642 | Ball Valve | Valve | Ball | Cameron | Cooper | Type 31 | 11489421-4 | 24", ANSI 600 | FE-FE |  | 50990-7D01-00
Greenville | Bonham | 211 | 004157 | Ball Valve | Valve | Ball | Cameron | Cooper | Type 31 | 11489421-9 | 24", ANSI 600 | FE-FE |  | 50990-7E01-00
Greenville | Coalgate | 211 | 004678 | Ball Valve | Valve | Ball | Cameron | Cooper | Type 31 | 11492194-2 | 24", ANSI 600 | FE-FE |  | 50990-7F01-00
Houston | Conroe | 211 | 003212 | Ball Valve | Valve | Ball | Cameron | Cooper | Type 31 | 11487887-6 | 24", ANSI 600 | FE-FE |  | 50995-6D02-00
Houston | Grapeland | 211 | 003423 | Ball Valve | Valve | Ball | Cameron | Cooper | Type 31 | 11487887-10 | 24", ANSI 600 | FE-FE |  | 50990-7C01-00
Port Arthur | Hankamer | 211 | 002858 | Ball Valve | Valve | Ball | Cameron | Cooper | Type 31 | 11487887-2 | 24", ANSI 600 | FE-FE |  | 50990-6002-00
Wood River | Rolla | 211 | 006203 | Ball Valve | Valve | Ball | Cameron | Cooper | Type 31 | 11493833-6 | 24", ANSI 600 | FE-FE |  | 50990-6D02-02
Wood River | Weldon Spring | 211 | 006410 | Ball Valve | Valve | Ball | Cameron | Cooper | Type 31 |  | 24", ANSI 600 | FE-FE |  | 50990-7L01-00
Glenpool | Springfield | 211 | 009192 | Electric Valve Actuator | Valve Actuator | Electric | Rotork | Rotork | IQ 25/FA14A | B3416901/47 |  |  |  | 50990-7J01-00
Glenpool | Okmulgee | 211 | 009066 | Electric Valve Actuator | Valve Actuator | Electric | Rotork | Rotork | IQ 25/FA14A | B3416901/28 |  |  |  | 50990-7G01-00
Glenpool | Joplin | 211 | 009150 | Electric Valve Actuator | Valve Actuator | Electric | Rotork | Rotork | IQ 25/FA14A | B3416901/02 |  |  |  | 50990-7I01-00
Glenpool | Claremore | 211 | 009108 | Electric Valve Actuator | Valve Actuator | Electric | Rotork | Rotork | IQ 25/FA14A | B3416901/38 |  |  |  | 50990-7H01-00
Greenville | Mabank | 211 | 008925 | Electric Valve Actuator | Valve Actuator | Electric | Rotork | Rotork | IQ 25/FA14A | B3416901/10 |  |  |  | 50990-7D01-00
Greenville | Coalgate | 211 | 009019 | Electric Valve Actuator | Valve Actuator | Electric | Rotork | Rotork | IQ 25/FA14A | B3416901/24 |  |  |  | 50990-7F01-00
Greenville | Bonham | 211 | 008972 | Electric Valve Actuator | Valve Actuator | Electric | Rotork | Rotork | IQ 25/FA14A | B3416901/15 |  |  |  | 50990-7E01-00
Houston | Grapeland | 211 | 008878 | Electric Valve Actuator | Valve Actuator | Electric | Rotork | Rotork | IQ 25/FA14A | B3416901/27 |  |  |  | 50990-7C01-00
Houston | Conroe | 211 | 008831 | Electric Valve Actuator | Valve Actuator | Electric | Rotork | Rotork | IQ 25/FA14A | B3416901/09 |  |  |  | 50990-7B01-00
Port Arthur | Hankamer | 211 | 008785 | Electric Valve Actuator | Valve Actuator | Electric | Rotork | Rotork | IQ 25/FA14A | B3416901/18 |  |  |  | 50990-7A01-00
Wood River | Weldon Spring | 211 | 009276 | Electric Valve Actuator | Valve Actuator | Electric | Rotork | Rotork | IQ 25/FA14A | B3416901/20 |  |  |  | 50990-7L01-00
Wood River | Rolla | 211 | 009234 | Electric Valve Actuator | Valve Actuator | Electric | Rotork | Rotork | IQ 25/FA14A | B3416901/31 |  |  |  | 50990-7K01-00
Glenpool | Okmulgee | 211 | 009029 | Motor Management Relay | Relay | Motor Management | General Electric |  | Multilin 469
Greenville | Bonham | 211 | 008935 | Motor Management Relay | Relay | Motor Management | General Electric |  | Multilin 469
Greenville | Mabank | 211 | 008888 | Motor Management Relay | Relay | Motor Management | General Electric |  | Multilin 469
Greenville | Coalgate | 211 | 008982 | Motor Management Relay | Relay | Motor Management | General Electric |  | Multilin 469
Houston | Conroe | 211 | 008795 | Motor Management Relay | Relay | Motor Management | General Electric |  | Multilin 469
Houston | Grapeland | 211 | 008841 | Motor Management Relay | Relay | Motor Management | General Electric |  | Multilin 469
Port Arthur | Hankamer | 211 | 008748 | Motor Management Relay | Relay | Motor Management | General Electric |  | Multilin 469
Glenpool | Springfield | 211 | 009191 | Quarter Turn Gearbox | Gearbox | Quarter Turn | Limitorque | Limitorque | WTRC-450/S7.26 | L573618 |  |  |  | 50990-7J01-00
Glenpool | Okmulgee | 211 | 009065 | Quarter Turn Gearbox | Gearbox | Quarter Turn | Limitorque | Limitorque | WTRC-450/S7.26 | H565599 |  |  |  | 50990-7G01-00
Glenpool | Joplin | 211 | 009149 | Quarter Turn Gearbox | Gearbox | Quarter Turn | Limitorque | Limitorque | WTRC-450/S7.26 | L573529 |  |  |  | 50990-7I01-00
Glenpool | Claremore | 211 | 009107 | Quarter Turn Gearbox | Gearbox | Quarter Turn | Limitorque | Limitorque | WTRC-450/S7.26 | L573531 |  |  |  | 50990-7H01-00
Greenville | Mabank | 211 | 008924 | Quarter Turn Gearbox | Gearbox | Quarter Turn | Limitorque | Limitorque | WTRC-450/S7.26 | L573621 |  |  |  | 50990-7D01-00
Greenville | Coalgate | 211 | 009018 | Quarter Turn Gearbox | Gearbox | Quarter Turn | Limitorque | Limitorque | WTRC-450/S7.26 | L576437 |  |  |  | 50990-7F01-00
Greenville | Bonham | 211 | 008971 | Quarter Turn Gearbox | Gearbox | Quarter Turn | Limitorque | Limitorque | WTRC-450/S7.26 | L576424 |  |  |  | 50990-7E01-00
Houston | Grapeland | 211 | 008877 | Quarter Turn Gearbox | Gearbox | Quarter Turn | Limitorque | Limitorque | WTRC-450/S7.26 | H568580 |  |  |  | 50990-7C01-00
Houston | Conroe | 211 | 008830 | Quarter Turn Gearbox | Gearbox | Quarter Turn | Limitorque | Limitorque | WTRC-450/S7.26 | L573535 |  |  |  | 50990-7B01-00
Port Arthur | Hankamer | 211 | 008784 | Quarter Turn Gearbox | Gearbox | Quarter Turn | Limitorque | Limitorque | WTRC-450/S7.26 | L576419 |  |  |  | 50990-7A01-00
Wood River | Weldon Spring | 211 | 009275 | Quarter Turn Gearbox | Gearbox | Quarter Turn | Limitorque | Limitorque | WTRC-450/S7.26 | L573523 |  |  |  | 50990-7L01-00
Wood River | Rolla | 211 | 009233 | Quarter Turn Gearbox | Gearbox | Quarter Turn | Limitorque | Limitorque | WTRC-450/S7.26 | L576422 |  |  |  | 50990-7K01-00
Glenpool | Okmulgee | 220 | 004897 | Ball Valve | Valve | Ball | Cameron | Cooper | Type 31 | 11492194-7 | 24", ANSI 600 | FE-FE |  | 50990-6D02-00
Glenpool | Claremore | 220 | 005541 | Ball Valve | Valve | Ball | Cameron | Cooper | Type 31 | 11492194-11 | 24", ANSI 600 | FE-FE |  | 50990-6D02-00
Glenpool | Joplin | 220 | 005787 | Ball Valve | Valve | Ball | Cameron | Cooper | Type 31 | 11492194-15 | 24", ANSI 600 | FE-FE |  | 50990-6D02-00
Glenpool | Springfield | 220 | 005997 | Ball Valve | Valve | Ball | Cameron | Cooper | Type 31 | 11493833-3 | 24", ANSI 600 | FE-FE |  | 50990-7J01-00
Greenville | Mabank | 220 | 003643 | Ball Valve | Valve | Ball | Cameron | Cooper | Type 31 | 11489421-5 | 24", ANSI 600 | FE-FE |  | 50990-7D01-00
Greenville | Bonham | 220 | 004158 | Ball Valve | Valve | Ball | Cameron | Cooper | Type 31 | 11489421-9 | 24", ANSI 600 | FE-FE |  | 50990-7E01-00
Greenville | Coalgate | 220 | 004679 | Ball Valve | Valve | Ball | Cameron | Cooper | Type 31 | 11492194-3 | 24", ANSI 600 | FE-FE |  | 50990-7F01-00
Houston | Conroe | 220 | 003213 | Ball Valve | Valve | Ball | Cameron | Cooper | Type 31 | 11487887-7 | 24", ANSI 600 | FE-FE |  | 50995-6D02-00
Houston | Grapeland | 220 | 003424 | Ball Valve | Valve | Ball | Cameron | Cooper | Type 31 | 11489421-1 | 24", ANSI 600 | FE-FE |  | 50990-7C01-00
Port Arthur | Hankamer | 220 | 002859 | Ball Valve | Valve | Ball | Cameron | Cooper | Type 31 | 11487887-3 | 24", ANSI 600 | FE-FE |  | 50990-6002-00
Wood River | Rolla | 220 | 006204 | Ball Valve | Valve | Ball | Cameron | Cooper | Type 31 | 11493833-7 | 24", ANSI 600 | FE-FE |  | 50990-6D02-02
Wood River | Weldon Spring | 220 | 006411 | Ball Valve | Valve | Ball | Cameron | Cooper | Type 31 |  | 24", ANSI 600 | FE-FE |  | 50990-7L01-00
Glenpool | Okmulgee | 220 | 009068 | Electric Valve Actuator | Valve Actuator | Electric | Rotork | Rotork | IQ 25/FA14A | B3416901/23 |  |  |  | 50990-7G01-00
Glenpool | Joplin | 220 | 009152 | Electric Valve Actuator | Valve Actuator | Electric | Rotork | Rotork | IQ 25/FA14A | B3416901/19 |  |  |  | 50990-7I01-00
Glenpool | Claremore | 220 | 009110 | Electric Valve Actuator | Valve Actuator | Electric | Rotork | Rotork | IQ 25/FA14A | B3416901/01 |  |  |  | 50990-7H01-00
Glenpool | Springfield | 220 | 009194 | Electric Valve Actuator | Valve Actuator | Electric | Rotork | Rotork | IQ 25/FA14A | B3416901/08 |  |  |  | 50990-7J01-00
Greenville | Mabank | 220 | 008927 | Electric Valve Actuator | Valve Actuator | Electric | Rotork | Rotork | IQ 25/FA14A | B3416901/04 |  |  |  | 50990-7D01-00
Greenville | Coalgate | 220 | 009021 | Electric Valve Actuator | Valve Actuator | Electric | Rotork | Rotork | IQ 25/FA14A | B3416901/26 |  |  |  | 50990-7F01-00
Greenville | Bonham | 220 | 008974 | Electric Valve Actuator | Valve Actuator | Electric | Rotork | Rotork | IQ 25/FA14A | B3416901/21 |  |  |  | 50990-7E01-00
Houston | Grapeland | 220 | 008880 | Electric Valve Actuator | Valve Actuator | Electric | Rotork | Rotork | IQ 25/FA14A | B3416901/34 |  |  |  | 50990-7C01-00
Houston | Conroe | 220 | 008833 | Electric Valve Actuator | Valve Actuator | Electric | Rotork | Rotork | IQ 25/FA14A | B3416901/06 |  |  |  | 50990-7B01-00
Port Arthur | Hankamer | 220 | 008787 | Electric Valve Actuator | Valve Actuator | Electric | Rotork | Rotork | IQ 25/FA14A | B3416901/35 |  |  |  | 50990-7A01-00
Wood River | Weldon Spring | 220 | 009278 | Electric Valve Actuator | Valve Actuator | Electric | Rotork | Rotork | IQ 25/FA14A | B3416901/36 |  |  |  | 50990-7L01-00
Wood River | Rolla | 220 | 009236 | Electric Valve Actuator | Valve Actuator | Electric | Rotork | Rotork | IQ 25/FA14A | B3416901/22 |  |  |  | 50990-7K01-00
Glenpool | Okmulgee | 220 | 009067 | Quarter Turn Gearbox | Gearbox | Quarter Turn | Limitorque | Limitorque | WTRC-450/S7.26 | H568578 |  |  |  | 50990-7G01-00
Glenpool | Joplin | 220 | 009151 | Quarter Turn Gearbox | Gearbox | Quarter Turn | Limitorque | Limitorque | WTRC-450/S7.26 | L573524 |  |  |  | 50990-7I01-00
Glenpool | Claremore | 220 | 009109 | Quarter Turn Gearbox | Gearbox | Quarter Turn | Limitorque | Limitorque | WTRC-450/S7.26 | L573619 |  |  |  | 50990-7H01-00
Glenpool | Springfield | 220 | 009193 | Quarter Turn Gearbox | Gearbox | Quarter Turn | Limitorque | Limitorque | WTRC-450/S7.26 | L573624 |  |  |  | 50990-7J01-00
Greenville | Mabank | 220 | 008926 | Quarter Turn Gearbox | Gearbox | Quarter Turn | Limitorque | Limitorque | WTRC-450/S7.26 | L573622 |  |  |  | 50990-7D01-00
Greenville | Coalgate | 220 | 009020 | Quarter Turn Gearbox | Gearbox | Quarter Turn | Limitorque | Limitorque | WTRC-450/S7.26 | L576436 |  |  |  | 50990-7F01-00
Greenville | Bonham | 220 | 008973 | Quarter Turn Gearbox | Gearbox | Quarter Turn | Limitorque | Limitorque | WTRC-450/S7.26 | L576425 |  |  |  | 50990-7E01-00
Houston | Grapeland | 220 | 008879 | Quarter Turn Gearbox | Gearbox | Quarter Turn | Limitorque | Limitorque | WTRC-450/S7.26 | H568581 |  |  |  | 50990-7C01-00
Houston | Conroe | 220 | 008832 | Quarter Turn Gearbox | Gearbox | Quarter Turn | Limitorque | Limitorque | WTRC-450/S7.26 | L573623 |  |  |  | 50990-7B01-00
Port Arthur | Hankamer | 220 | 008786 | Quarter Turn Gearbox | Gearbox | Quarter Turn | Limitorque | Limitorque | WTRC-450/S7.26 | H568579 |  |  |  | 50990-7A01-00
Wood River | Weldon Spring | 220 | 009277 | Quarter Turn Gearbox | Gearbox | Quarter Turn | Limitorque | Limitorque | WTRC-450/S7.26 | L573528 |  |  |  | 50990-7L01-00
Wood River | Rolla | 220 | 009235 | Quarter Turn Gearbox | Gearbox | Quarter Turn | Limitorque | Limitorque | WTRC-450/S7.26 | L576427 |  |  |  | 50990-7K01-00
Glenpool | Okmulgee | 221 | 004898 | Ball Valve | Valve | Ball | Cameron | Cooper | Type 31 | 11492194-8 | 24", ANSI 600 | FE-FE |  | 50990-6D02-00
Glenpool | Claremore | 221 | 005542 | Ball Valve | Valve | Ball | Cameron | Cooper | Type 31 | 11492194-12 | 24", ANSI 600 | FE-FE |  | 50990-6D02-00
Glenpool | Joplin | 221 | 005788 | Ball Valve | Valve | Ball | Cameron | Cooper | Type 31 | 11492194-16 | 24", ANSI 600 | FE-FE |  | 50990-6D02-00
Glenpool | Springfield | 221 | 005998 | Ball Valve | Valve | Ball | Cameron | Cooper | Type 31 | 11493833-4 | 24", ANSI 600 | FE-FE |  | 50990-7J01-00
Greenville | Mabank | 221 | 003644 | Ball Valve | Valve | Ball | Cameron | Cooper | Type 31 | 11489421-6 | 24", ANSI 600 | FE-FE |  | 50990-7D01-00
Greenville | Bonham | 221 | 004159 | Ball Valve | Valve | Ball | Cameron | Cooper | Type 31 | 11489421-10 | 24", ANSI 600 | FE-FE |  | 50990-7E01-00
Greenville | Coalgate | 221 | 004680 | Ball Valve | Valve | Ball | Cameron | Cooper | Type 31 | 11402194-4 | 24", ANSI 600 | FE-FE |  | 50990-7F01-00
Houston | Conroe | 221 | 003214 | Ball Valve | Valve | Ball | Cameron | Cooper | Type 31 | 11487887-8 | 24", ANSI 600 | FE-FE |  | 50995-6D02-00
Houston | Grapeland | 221 | 003425 | Ball Valve | Valve | Ball | Cameron | Cooper | Type 31 | 11489421-9 | 24", ANSI 600 | FE-FE |  | 50990-7C01-00
Port Arthur | Hankamer | 221 | 002860 | Ball Valve | Valve | Ball | Cameron | Cooper | Type 31 | 11487887-4 | 24", ANSI 600 | FE-FE |  | 50990-6002-00
Wood River | Rolla | 221 | 006205 | Ball Valve | Valve | Ball | Cameron | Cooper | Type 31 | 11493833-8 | 24", ANSI 600 | FE-FE |  | 50990-6D02-02
Wood River | Weldon Spring | 221 | 006412 | Ball Valve | Valve | Ball | Cameron | Cooper | Type 31 |  | 24", ANSI 600 | FE-FE |  | 50990-7L01-00
Glenpool | Okmulgee | 221 | 009070 | Electric Valve Actuator | Valve Actuator | Electric | Rotork | Rotork | IQ 25/FA14A | B3416901/46 |  |  |  | 50990-7G01-00
Glenpool | Joplin | 221 | 009154 | Electric Valve Actuator | Valve Actuator | Electric | Rotork | Rotork | IQ 25/FA14A | B3416901/44 |  |  |  | 50990-7I01-00
Glenpool | Claremore | 221 | 009112 | Electric Valve Actuator | Valve Actuator | Electric | Rotork | Rotork | IQ 25/FA14A | B3416901/12 |  |  |  | 50990-7H01-00
Glenpool | Springfield | 221 | 009196 | Electric Valve Actuator | Valve Actuator | Electric | Rotork | Rotork | IQ 25/FA14A | B3416901/13 |  |  |  | 50990-7J01-00
Greenville | Mabank | 221 | 008929 | Electric Valve Actuator | Valve Actuator | Electric | Rotork | Rotork | IQ 25/FA14A | B3416901/45 |  |  |  | 50990-7D01-00
Greenville | Coalgate | 221 | 009023 | Electric Valve Actuator | Valve Actuator | Electric | Rotork | Rotork | IQ 25/FA14A | B3416901/32 |  |  |  | 50990-7F01-00
Greenville | Bonham | 221 | 008976 | Electric Valve Actuator | Valve Actuator | Electric | Rotork | Rotork | IQ 25/FA14A | B3416901/39 |  |  |  | 50990-7E01-00
Houston | Grapeland | 221 | 008882 | Electric Valve Actuator | Valve Actuator | Electric | Rotork | Rotork | IQ 25/FA14A | B3416901/33 |  |  |  | 50990-7C01-00
Houston | Conroe | 221 | 008835 | Electric Valve Actuator | Valve Actuator | Electric | Rotork | Rotork | IQ 25/FA14A | B3416901/11 |  |  |  | 50990-7B01-00
Port Arthur | Hankamer | 221 | 008789 | Electric Valve Actuator | Valve Actuator | Electric | Rotork | Rotork | IQ 25/FA14A | B3416901/48 |  |  |  | 50990-7A01-00
Wood River | Weldon Spring | 221 | 009280 | Electric Valve Actuator | Valve Actuator | Electric | Rotork | Rotork | IQ 25/FA14A | B3416901/30 |  |  |  | 50990-7L01-00
Wood River | Rolla | 221 | 009238 | Electric Valve Actuator | Valve Actuator | Electric | Rotork | Rotork | IQ 25/FA14A | B3416901/14 |  |  |  | 50990-7K01-00
Glenpool | Okmulgee | 221 | 009069 | Quarter Turn Gearbox | Gearbox | Quarter Turn | Limitorque | Limitorque | WTRC-450/S7.26 | L576423 |  |  |  | 50990-7G01-00
Glenpool | Joplin | 221 | 009153 | Quarter Turn Gearbox | Gearbox | Quarter Turn | Limitorque | Limitorque | WTRC-450/S7.26 | L573530 |  |  |  | 50990-7I01-00
Glenpool | Claremore | 221 | 009111 | Quarter Turn Gearbox | Gearbox | Quarter Turn | Limitorque | Limitorque | WTRC-450/S7.26 | L573620 |  |  |  | 50990-7H01-00
Glenpool | Springfield | 221 | 009195 | Quarter Turn Gearbox | Gearbox | Quarter Turn | Limitorque | Limitorque | WTRC-450/S7.26 | L573532 |  |  |  | 50990-7J01-00
Greenville | Mabank | 221 | 008928 | Quarter Turn Gearbox | Gearbox | Quarter Turn | Limitorque | Limitorque | WTRC-450/S7.26 | L573525 |  |  |  | 50990-7D01-00
Greenville | Coalgate | 221 | 009022 | Quarter Turn Gearbox | Gearbox | Quarter Turn | Limitorque | Limitorque | WTRC-450/S7.26 | L576426 |  |  |  | 50990-7F01-00
Greenville | Bonham | 221 | 008975 | Quarter Turn Gearbox | Gearbox | Quarter Turn | Limitorque | Limitorque | WTRC-450/S7.26 | L576430 |  |  |  | 50990-7E01-00
Houston | Grapeland | 221 | 008881 | Quarter Turn Gearbox | Gearbox | Quarter Turn | Limitorque | Limitorque | WTRC-450/S7.26 | H565208 |  |  |  | 50990-7C01-00
Houston | Conroe | 221 | 008834 | Quarter Turn Gearbox | Gearbox | Quarter Turn | Limitorque | Limitorque | WTRC-450/S7.26 | L573526 |  |  |  | 50990-7B01-00
Port Arthur | Hankamer | 221 | 008788 | Quarter Turn Gearbox | Gearbox | Quarter Turn | Limitorque | Limitorque | WTRC-450/S7.26 | L576429 |  |  |  | 50990-7A01-00
Wood River | Weldon Spring | 221 | 009279 | Quarter Turn Gearbox | Gearbox | Quarter Turn | Limitorque | Limitorque | WTRC-450/S7.26 | L573534 |  |  |  | 50990-7L01-00
Wood River | Rolla | 221 | 009237 | Quarter Turn Gearbox | Gearbox | Quarter Turn | Limitorque | Limitorque | WTRC-450/S7.26 | L576428 |  |  |  | 50990-7K01-00
Glenpool | Okmulgee | 242 | 004899 | Medium Voltage Breaker | Breaker | Medium Voltage
Glenpool | Claremore | 242 | 005543 | Medium Voltage Breaker | Breaker | Medium Voltage
Glenpool | Joplin | 242 | 005789 | Medium Voltage Breaker | Breaker | Medium Voltage
Glenpool | Springfield | 242 | 005999 | Medium Voltage Breaker | Breaker | Medium Voltage
Greenville | Mabank | 242 | 003645 | Medium Voltage Breaker | Breaker | Medium Voltage
Greenville | Bonham | 242 | 004160 | Medium Voltage Breaker | Breaker | Medium Voltage
Greenville | Coalgate | 242 | 004681 | Medium Voltage Breaker | Breaker | Medium Voltage
Houston | Conroe | 242 | 003215 | Medium Voltage Breaker | Breaker | Medium Voltage
Houston | Grapeland | 242 | 003426 | Medium Voltage Breaker | Breaker | Medium Voltage
Port Arthur | Hankamer | 242 | 002861 | Medium Voltage Breaker | Breaker | Medium Voltage
Wood River | Rolla | 242 | 006206 | Medium Voltage Breaker | Breaker | Medium Voltage
Wood River | Weldon Spring | 242 | 006413 | Medium Voltage Breaker | Breaker | Medium Voltage
Glenpool | Okmulgee | AC-1 | 004900 | HVAC | HVAC
Glenpool | Claremore | AC-1 | 005544 | HVAC | HVAC
Glenpool | Joplin | AC-1 | 005790 | HVAC | HVAC
Glenpool | Springfield | AC-1 | 006000 | HVAC | HVAC
Greenville | Mabank | AC-1 | 003646 | HVAC | HVAC
Greenville | Bonham | AC-1 | 004161 | HVAC | HVAC
Greenville | Coalgate | AC-1 | 004682 | HVAC | HVAC
Houston | Conroe | AC-1 | 003216 | HVAC | HVAC
Houston | Grapeland | AC-1 | 003427 | HVAC | HVAC
Port Arthur | Hankamer | AC-1 | 002862 | HVAC | HVAC
Wood River | Rolla | AC-1 | 006207 | HVAC | HVAC
Wood River | Weldon Spring | AC-1 | 006414 | HVAC | HVAC
Glenpool | Okmulgee | AC-2 | 004901 | HVAC | HVAC
Glenpool | Claremore | AC-2 | 005545 | HVAC | HVAC
Glenpool | Joplin | AC-2 | 005791 | HVAC | HVAC
Glenpool | Springfield | AC-2 | 006001 | HVAC | HVAC
Greenville | Mabank | AC-2 | 003647 | HVAC | HVAC
Greenville | Bonham | AC-2 | 004162 | HVAC | HVAC
Greenville | Coalgate | AC-2 | 004683 | HVAC | HVAC
Houston | Conroe | AC-2 | 003217 | HVAC | HVAC
Houston | Grapeland | AC-2 | 003428 | HVAC | HVAC
Port Arthur | Hankamer | AC-2 | 002863 | HVAC | HVAC
Wood River | Rolla | AC-2 | 006208 | HVAC | HVAC
Wood River | Weldon Spring | AC-2 | 006415 | HVAC | HVAC
Glenpool | Okmulgee | AE921 | 004902 | Hazardous Atmosphere Transmitter | Transmitter | Hazardous Atmosphere | General Monitors | General Monitors | S4000C
Glenpool | Claremore | AE921 | 005546 | Hazardous Atmosphere Transmitter | Transmitter | Hazardous Atmosphere | General Monitors | General Monitors | S4000C | ACC4589
Glenpool | Joplin | AE921 | 005792 | Hazardous Atmosphere Transmitter | Transmitter | Hazardous Atmosphere | General Monitors | General Monitors | S4000C
Glenpool | Springfield | AE921 | 006002 | Hazardous Atmosphere Transmitter | Transmitter | Hazardous Atmosphere | General Monitors | General Monitors | S4000C
Greenville | Mabank | AE921 | 003648 | Hazardous Atmosphere Transmitter | Transmitter | Hazardous Atmosphere | General Monitors | General Monitors | S4000C
Greenville | Bonham | AE921 | 004163 | Hazardous Atmosphere Transmitter | Transmitter | Hazardous Atmosphere | General Monitors | General Monitors | S4000C
Greenville | Coalgate | AE921 | 004684 | Hazardous Atmosphere Transmitter | Transmitter | Hazardous Atmosphere | General Monitors | General Monitors | S4000C
Houston | Conroe | AE921 | 003218 | Hazardous Atmosphere Transmitter | Transmitter | Hazardous Atmosphere | General Monitors | General Monitors | S4000C
Houston | Grapeland | AE921 | 003429 | Hazardous Atmosphere Transmitter | Transmitter | Hazardous Atmosphere | General Monitors | General Monitors | S4000C
Port Arthur | Hankamer | AE921 | 002864 | Hazardous Atmosphere Transmitter | Transmitter | Hazardous Atmosphere | General Monitors | General Monitors | S4000C
Wood River | Rolla | AE921 | 006209 | Hazardous Atmosphere Transmitter | Transmitter | Hazardous Atmosphere | General Monitors | General Monitors | S4000C
Wood River | Weldon Spring | AE921 | 006416 | Hazardous Atmosphere Transmitter | Transmitter | Hazardous Atmosphere | General Monitors | General Monitors | S4000C
Glenpool | Okmulgee | AE922 | 004903 | Hazardous Atmosphere Transmitter | Transmitter | Hazardous Atmosphere | General Monitors | General Monitors | S4000C
Glenpool | Claremore | AE922 | 005547 | Hazardous Atmosphere Transmitter | Transmitter | Hazardous Atmosphere | General Monitors | General Monitors | S4000C | ACC4715
Glenpool | Joplin | AE922 | 005793 | Hazardous Atmosphere Transmitter | Transmitter | Hazardous Atmosphere | General Monitors | General Monitors | S4000C
Glenpool | Springfield | AE922 | 006003 | Hazardous Atmosphere Transmitter | Transmitter | Hazardous Atmosphere | General Monitors | General Monitors | S4000C
Greenville | Mabank | AE922 | 003649 | Hazardous Atmosphere Transmitter | Transmitter | Hazardous Atmosphere | General Monitors | General Monitors | S4000C
Greenville | Bonham | AE922 | 004164 | Hazardous Atmosphere Transmitter | Transmitter | Hazardous Atmosphere | General Monitors | General Monitors | S4000C
Greenville | Coalgate | AE922 | 004685 | Hazardous Atmosphere Transmitter | Transmitter | Hazardous Atmosphere | General Monitors | General Monitors | S4000C
Houston | Conroe | AE922 | 003219 | Hazardous Atmosphere Transmitter | Transmitter | Hazardous Atmosphere | General Monitors | General Monitors | S4000C
Houston | Grapeland | AE922 | 003430 | Hazardous Atmosphere Transmitter | Transmitter | Hazardous Atmosphere | General Monitors | General Monitors | S4000C
Port Arthur | Hankamer | AE922 | 002865 | Hazardous Atmosphere Transmitter | Transmitter | Hazardous Atmosphere | General Monitors | General Monitors | S4000C
Wood River | Rolla | AE922 | 006210 | Hazardous Atmosphere Transmitter | Transmitter | Hazardous Atmosphere | General Monitors | General Monitors | S4000C
Wood River | Weldon Spring | AE922 | 006417 | Hazardous Atmosphere Transmitter | Transmitter | Hazardous Atmosphere | General Monitors | General Monitors | S4000C
Glenpool | Okmulgee | AE923 | 004904 | Hazardous Atmosphere Transmitter | Transmitter | Hazardous Atmosphere | General Monitors | General Monitors | S4000C
Glenpool | Claremore | AE923 | 005548 | Hazardous Atmosphere Transmitter | Transmitter | Hazardous Atmosphere | General Monitors | General Monitors | S4000C | ABH4903
Glenpool | Joplin | AE923 | 005794 | Hazardous Atmosphere Transmitter | Transmitter | Hazardous Atmosphere | General Monitors | General Monitors | S4000C
Glenpool | Springfield | AE923 | 006004 | Hazardous Atmosphere Transmitter | Transmitter | Hazardous Atmosphere | General Monitors | General Monitors | S4000C
Greenville | Mabank | AE923 | 003650 | Hazardous Atmosphere Transmitter | Transmitter | Hazardous Atmosphere | General Monitors | General Monitors | S4000C
Greenville | Bonham | AE923 | 004165 | Hazardous Atmosphere Transmitter | Transmitter | Hazardous Atmosphere | General Monitors | General Monitors | S4000C
Greenville | Coalgate | AE923 | 004686 | Hazardous Atmosphere Transmitter | Transmitter | Hazardous Atmosphere | General Monitors | General Monitors | S4000C
Houston | Conroe | AE923 | 003220 | Hazardous Atmosphere Transmitter | Transmitter | Hazardous Atmosphere | General Monitors | General Monitors | S4000C
Houston | Grapeland | AE923 | 003431 | Hazardous Atmosphere Transmitter | Transmitter | Hazardous Atmosphere | General Monitors | General Monitors | S4000C
Port Arthur | Hankamer | AE923 | 002866 | Hazardous Atmosphere Transmitter | Transmitter | Hazardous Atmosphere | General Monitors | General Monitors | S4000C
Wood River | Rolla | AE923 | 006211 | Hazardous Atmosphere Transmitter | Transmitter | Hazardous Atmosphere | General Monitors | General Monitors | S4000C
Wood River | Weldon Spring | AE923 | 006418 | Hazardous Atmosphere Transmitter | Transmitter | Hazardous Atmosphere | General Monitors | General Monitors | S4000C
Glenpool | Okmulgee | AE924 | 004905 | Hazardous Atmosphere Transmitter | Transmitter | Hazardous Atmosphere | General Monitors | General Monitors | S4000C
Glenpool | Claremore | AE924 | 005549 | Hazardous Atmosphere Transmitter | Transmitter | Hazardous Atmosphere | General Monitors | General Monitors | S4000C | ACC4618
Glenpool | Joplin | AE924 | 005795 | Hazardous Atmosphere Transmitter | Transmitter | Hazardous Atmosphere | General Monitors | General Monitors | S4000C
Glenpool | Springfield | AE924 | 006005 | Hazardous Atmosphere Transmitter | Transmitter | Hazardous Atmosphere | General Monitors | General Monitors | S4000C
Greenville | Mabank | AE924 | 003651 | Hazardous Atmosphere Transmitter | Transmitter | Hazardous Atmosphere | General Monitors | General Monitors | S4000C
Greenville | Bonham | AE924 | 004166 | Hazardous Atmosphere Transmitter | Transmitter | Hazardous Atmosphere | General Monitors | General Monitors | S4000C
Greenville | Coalgate | AE924 | 004687 | Hazardous Atmosphere Transmitter | Transmitter | Hazardous Atmosphere | General Monitors | General Monitors | S4000C
Houston | Conroe | AE924 | 003221 | Hazardous Atmosphere Transmitter | Transmitter | Hazardous Atmosphere | General Monitors | General Monitors | S4000C
Houston | Grapeland | AE924 | 003432 | Hazardous Atmosphere Transmitter | Transmitter | Hazardous Atmosphere | General Monitors | General Monitors | S4000C
Port Arthur | Hankamer | AE924 | 002867 | Hazardous Atmosphere Transmitter | Transmitter | Hazardous Atmosphere | General Monitors | General Monitors | S4000C
Wood River | Rolla | AE924 | 006212 | Hazardous Atmosphere Transmitter | Transmitter | Hazardous Atmosphere | General Monitors | General Monitors | S4000C
Wood River | Weldon Spring | AE924 | 006419 | Hazardous Atmosphere Transmitter | Transmitter | Hazardous Atmosphere | General Monitors | General Monitors | S4000C
Glenpool | Claremore | ATS | 008002 | Automatic Transfer Switch | Switch | Automatic Transfer
Glenpool | Joplin | ATS | 008403 | Automatic Transfer Switch | Switch | Automatic Transfer
Glenpool | Okmulgee | ATS | 008452 | Automatic Transfer Switch | Switch | Automatic Transfer
Glenpool | Springfield | ATS | 008504 | Automatic Transfer Switch | Switch | Automatic Transfer
Greenville | Bonham | ATS | 007960 | Automatic Transfer Switch | Switch | Automatic Transfer
Greenville | Coalgate | ATS | 007979 | Automatic Transfer Switch | Switch | Automatic Transfer
Greenville | Mabank | ATS | 008428 | Automatic Transfer Switch | Switch | Automatic Transfer
Houston | Conroe | ATS | 008020 | Automatic Transfer Switch | Switch | Automatic Transfer
Houston | Grapeland | ATS | 008333 | Automatic Transfer Switch | Switch | Automatic Transfer
Port Arthur | Hankamer | ATS | 008366 | Automatic Transfer Switch | Switch | Automatic Transfer
Wood River | Rolla | ATS | 008486 | Automatic Transfer Switch | Switch | Automatic Transfer
Wood River | Weldon Spring | ATS | 008540 | Automatic Transfer Switch | Switch | Automatic Transfer
Glenpool | Claremore | B01 | 009516 | Bevel Gear Operator Gearbox | Gearbox | Bevel Gear Operator
Glenpool | Joplin | B01 | 009519 | Bevel Gear Operator Gearbox | Gearbox | Bevel Gear Operator
Glenpool | Okmulgee | B01 | 009521 | Bevel Gear Operator Gearbox | Gearbox | Bevel Gear Operator
Glenpool | Springfield | B01 | 009523 | Bevel Gear Operator Gearbox | Gearbox | Bevel Gear Operator
Greenville | Mabank | B01 | 009520 | Bevel Gear Operator Gearbox | Gearbox | Bevel Gear Operator
Greenville | Bonham | B01 | 009514 | Bevel Gear Operator Gearbox | Gearbox | Bevel Gear Operator
Greenville | Coalgate | B01 | 009515 | Bevel Gear Operator Gearbox | Gearbox | Bevel Gear Operator
Houston | Conroe | B01 | 009517 | Bevel Gear Operator Gearbox | Gearbox | Bevel Gear Operator
Port Arthur | Hankamer | B01 | 009518 | Bevel Gear Operator Gearbox | Gearbox | Bevel Gear Operator
Wood River | Rolla | B01 | 009522 | Bevel Gear Operator Gearbox | Gearbox | Bevel Gear Operator
Wood River | Weldon Spring | B01 | 009524 | Bevel Gear Operator Gearbox | Gearbox | Bevel Gear Operator
Glenpool | Okmulgee | B01 | 004906 | Gate Valve | Valve | Gate |  |  | M-303 | 2-7689 RR-8322-01
Glenpool | Claremore | B01 | 005550 | Gate Valve | Valve | Gate
Glenpool | Joplin | B01 | 005796 | Gate Valve | Valve | Gate | M & J |  | M-303
Glenpool | Springfield | B01 | 006006 | Gate Valve | Valve | Gate | M & J |  | M-303 | 11739
Greenville | Mabank | B01 | 003652 | Gate Valve | Valve | Gate |  |  | M-303 | 16482 RR-8112-01
Greenville | Bonham | B01 | 004167 | Gate Valve | Valve | Gate
Greenville | Coalgate | B01 | 004688 | Gate Valve | Valve | Gate
Houston | Conroe | B01 | 003222 | Gate Valve | Valve | Gate |  |  | M-303 | 16506 RR-7476-01
Port Arthur | Hankamer | B01 | 002868 | Gate Valve | Valve | Gate | Daniel |  | M-303 | M6800-01-01
Wood River | Rolla | B01 | 006213 | Gate Valve | Valve | Gate | M & J |  | M-303 | 17725
Wood River | Weldon Spring | B01 | 006420 | Gate Valve | Valve | Gate | M & J |  | M-303 | 17725
Glenpool | Okmulgee | B02 | 004907 | Ball Valve | Valve | Ball | Cameron | Orbit | Figure 1423H RF | 10201580001 | 4", ANSI 600 | FE-FE |  | 50990-6G08-01
Glenpool | Claremore | B02 | 005551 | Ball Valve | Valve | Ball | Cameron | Orbit | Figure 1423H RF |  | 4", ANSI 600 | FE-FE |  | 50990-6H08-01
Glenpool | Joplin | B02 | 005797 | Ball Valve | Valve | Ball | Cameron | Orbit | Figure 1423H RF |  | 4", ANSI 600 | FE-FE |  | 50990-6I08-01
Glenpool | Springfield | B02 | 006007 | Ball Valve | Valve | Ball | Cameron | Orbit | Figure 1423H RF | 11020170000-2 | 4", ANSI 600 | FE-FE |  | 50990-6J08-01
Greenville | Mabank | B02 | 003653 | Ball Valve | Valve | Ball | Cameron | Orbit | Figure 1423H RF | 11020164003 | 4", ANSI 600 | FE-FE
Greenville | Bonham | B02 | 004168 | Ball Valve | Valve | Ball | Cameron | Orbit | Figure 1423H RF | 110201890005 | 4", ANSI 600 | FE-FE
Greenville | Coalgate | B02 | 004689 | Ball Valve | Valve | Ball | Cameron | Orbit | Figure 1423H RF | 110201760007 | 4", ANSI 600 | FE-FE
Houston | Conroe | B02 | 003223 | Ball Valve | Valve | Ball | Cameron | Orbit | Figure 1423H RF |  | 4", ANSI 600 | FE-FE
Houston | Grapeland | B02 | 003434 | Ball Valve | Valve | Ball | Cameron | Orbit | Figure 1423H RF |  | 4", ANSI 600 | FE-FE
Port Arthur | Hankamer | B02 | 002869 | Ball Valve | Valve | Ball | Cameron | Orbit | Figure 1423H RF | 110201170009 | 4", ANSI 600 | FE-FE
Wood River | Rolla | B02 | 006214 | Ball Valve | Valve | Ball | Cameron | Orbit | Figure 1423H RF | 11020182000-3 | 4", ANSI 600 | FE-FE |  | 50990-6K08-02
Wood River | Weldon Spring | B02 | 006421 | Ball Valve | Valve | Ball | Cameron | Orbit | Figure 1423H RF |  | 4", ANSI 600 | FE-FE
Glenpool | Okmulgee | B03 | 004908 | Ball Valve | Valve | Ball | Cameron | Orbit | Figure 1433H RF | 110001186015 | 2"x1 11/16", ANSI 600 | FE-FE
Glenpool | Claremore | B03 | 005552 | Ball Valve | Valve | Ball | Cameron | Orbit | Figure 1433H RF | 110221410009 | 2"x1 11/16", ANSI 600 | FE-FE
Glenpool | Joplin | B03 | 005798 | Ball Valve | Valve | Ball | Cameron | Orbit | Figure 1433H RF | 110001276002 | 2"x1 11/16", ANSI 600 | FE-FE
Glenpool | Springfield | B03 | 006008 | Ball Valve | Valve | Ball | Cameron | Orbit | Figure 1433H RF | 1260246 | 2"x1 11/16", ANSI 600 | FE-FE
Greenville | Mabank | B03 | 003654 | Ball Valve | Valve | Ball | Cameron | Orbit | Figure 1433H RF | 110221410010 | 2"x1 11/16", ANSI 600 | FE-FE |  | 22647
Greenville | Bonham | B03 | 004169 | Ball Valve | Valve | Ball | Cameron | Orbit | Figure 1433H RF | 110000543003 | 2"x1 11/16", ANSI 600 | FE-FE |  | 22647
Greenville | Coalgate | B03 | 004690 | Ball Valve | Valve | Ball | Cameron | Orbit | Figure 1433H RF | 110221410007 | 2"x1 11/16", ANSI 600 | FE-FE |  | 22647
Houston | Conroe | B03 | 003224 | Ball Valve | Valve | Ball | Cameron | Orbit | Figure 1433H RF | 110000910012 | 2"x1 11/16", ANSI 600 | FE-FE
Houston | Grapeland | B03 | 003435 | Ball Valve | Valve | Ball | Cameron | Orbit | Figure 1433H RF | 110000910002 | 2"x1 11/16", ANSI 600 | FE-FE
Port Arthur | Hankamer | B03 | 002870 | Ball Valve | Valve | Ball | Cameron | Orbit | Figure 1433H RF | 110001192013 | 2"x1 11/16", ANSI 600 | FE-FE
Wood River | Rolla | B03 | 006215 | Ball Valve | Valve | Ball | Cameron | Orbit | Figure 1433H RF | 1256368 | 2"x1 11/16", ANSI 600 | FE-FE
Wood River | Weldon Spring | B03 | 006422 | Ball Valve | Valve | Ball | Cameron | Orbit | Figure 1433H RF |  | 2"x1 11/16", ANSI 600 | FE-FE
Glenpool | Okmulgee | B04 | 004909 | Ball Valve | Valve | Ball | Cameron | Orbit | Figure 1433H RF | 110001276006 | 2"x1 11/16", ANSI 600 | FE-FE
Glenpool | Claremore | B04 | 005553 | Ball Valve | Valve | Ball | Cameron | Orbit | Figure 1433H RF | 110216900004 | 2"x1 11/16", ANSI 600 | FE-FE
Glenpool | Joplin | B04 | 005799 | Ball Valve | Valve | Ball | Cameron | Orbit | Figure 1433H RF | 110001276007 | 2"x1 11/16", ANSI 600 | FE-FE
Glenpool | Springfield | B04 | 006009 | Ball Valve | Valve | Ball | Cameron | Orbit | Figure 1433H RF | 796073 | 2"x1 11/16", ANSI 600 | FE-FE
Greenville | Mabank | B04 | 003655 | Ball Valve | Valve | Ball | Cameron | Orbit | Figure 1433H RF | 11023148009 | 2"x1 11/16", ANSI 600 | FE-FE |  | 22647
Greenville | Bonham | B04 | 004170 | Ball Valve | Valve | Ball | Cameron | Orbit | Figure 1433H RF | 110231480007 | 2"x1 11/16", ANSI 600 | FE-FE |  | 22647
Greenville | Coalgate | B04 | 004691 | Ball Valve | Valve | Ball | Cameron | Orbit | Figure 1433H RF | 1100005430001 | 2"x1 11/16", ANSI 600 | FE-FE |  | 22647
Houston | Conroe | B04 | 003225 | Ball Valve | Valve | Ball | Cameron | Orbit | Figure 1433H RF | 110000910015 | 2"x1 11/16", ANSI 600 | FE-FE
Houston | Grapeland | B04 | 003436 | Ball Valve | Valve | Ball | Cameron | Orbit | Figure 1433H RF | 110000910010 | 2"x1 11/16", ANSI 600 | FE-FE
Port Arthur | Hankamer | B04 | 002871 | Ball Valve | Valve | Ball | Cameron | Orbit | Figure 1433H RF | 110001192006 | 2"x1 11/16", ANSI 600 | FE-FE
Wood River | Rolla | B04 | 006216 | Ball Valve | Valve | Ball | Cameron | Orbit | Figure 1433H RF | 1256374 | 2"x1 11/16", ANSI 600 | FE-FE
Wood River | Weldon Spring | B04 | 006423 | Ball Valve | Valve | Ball | Cameron | Orbit | Figure 1433H RF |  | 2"x1 11/16", ANSI 600 | FE-FE
Glenpool | Okmulgee | B05 | 004910 | Ball Valve | Valve | Ball | Cameron | Orbit | Figure 1423H RF | 110201580004 | 4", ANSI 600 | FE-FE |  | 50990-6G08-01
Glenpool | Claremore | B05 | 005554 | Ball Valve | Valve | Ball | Cameron | Orbit | Figure 1423H RF | 110201510007 | 4", ANSI 600 | FE-FE |  | 50990-6H08-01
Glenpool | Joplin | B05 | 005800 | Ball Valve | Valve | Ball | Cameron | Orbit | Figure 1423H RF | 110201100004 | 4", ANSI 600 | FE-FE |  | 50990-6I08-01
Glenpool | Springfield | B05 | 006010 | Ball Valve | Valve | Ball | Cameron | Orbit | Figure 1423H RF |  | 4", ANSI 600 | FE-FE |  | 50990-6J08-01
Greenville | Mabank | B05 | 003656 | Ball Valve | Valve | Ball | Cameron | Orbit | Figure 1423H RF | 110201640002 | 4", ANSI 600 | FE-FE
Greenville | Bonham | B05 | 004171 | Ball Valve | Valve | Ball | Cameron | Orbit | Figure 1423H RF | 110201390007 | 4", ANSI 600 | FE-FE
Greenville | Coalgate | B05 | 004692 | Ball Valve | Valve | Ball | Cameron | Orbit | Figure 1423H RF | 110201760008 | 4", ANSI 600 | FE-FE
Houston | Conroe | B05 | 003226 | Ball Valve | Valve | Ball | Cameron | Orbit | Figure 1423H RF | 110201440001 | 4", ANSI 600 | FE-FE |  | 50990-6808-01
Houston | Grapeland | B05 | 003437 | Ball Valve | Valve | Ball | Cameron | Orbit | Figure 1423H RF | 110201970002 | 4", ANSI 600 | FE-FE |  | 50990-6C08-01
Port Arthur | Hankamer | B05 | 002872 | Ball Valve | Valve | Ball | Cameron | Orbit | Figure 1423H RF | 110201170005 | 4", ANSI 600 | FE-FE
Wood River | Rolla | B05 | 006217 | Ball Valve | Valve | Ball | Cameron | Orbit | Figure 1423H RF | 11020182000-8 | 4", ANSI 600 | FE-FE |  | 50990-6K08-02
Wood River | Weldon Spring | B05 | 006424 | Ball Valve | Valve | Ball | Cameron | Orbit | Figure 1423H RF |  | 4", ANSI 600 | FE-FE
Glenpool | Okmulgee | B06 | 004911 | Ball Valve | Valve | Ball | Cameron | Orbit | Figure 1433H RF | 110001276001 | 2"x1 11/16", ANSI 600 | FE-FE
Glenpool | Claremore | B06 | 005555 | Ball Valve | Valve | Ball | Cameron | Orbit | Figure 1433H RF | 110216900001 | 2"x1 11/16", ANSI 600 | FE-FE
Glenpool | Joplin | B06 | 005801 | Ball Valve | Valve | Ball | Cameron | Orbit | Figure 1433H RF | 110221410006 | 2"x1 11/16", ANSI 600 | FE-FE
Glenpool | Springfield | B06 | 006011 | Ball Valve | Valve | Ball | Cameron | Orbit | Figure 1433H RF | JC1256237 | 2"x1 11/16", ANSI 600 | FE-FE
Greenville | Mabank | B06 | 003657 | Ball Valve | Valve | Ball | Cameron | Orbit | Figure 1433H RF | 110231480003 | 2"x1 11/16", ANSI 600 | FE-FE |  | 22647
Greenville | Bonham | B06 | 004172 | Ball Valve | Valve | Ball | Cameron | Orbit | Figure 1433H RF | 110000543004 | 2"x1 11/16", ANSI 600 | FE-FE |  | 22647
Greenville | Coalgate | B06 | 004693 | Ball Valve | Valve | Ball | Cameron | Orbit | Figure 1433H RF | 110221410008 | 2"x1 11/16", ANSI 600 | FE-FE |  | 22647
Houston | Conroe | B06 | 003227 | Ball Valve | Valve | Ball | Cameron | Orbit | Figure 1433H RF | JA1014343 | 2"x1 11/16", ANSI 600 | FE-FE
Houston | Grapeland | B06 | 003438 | Ball Valve | Valve | Ball | Cameron | Orbit | Figure 1433H RF | 110000910001 | 2"x1 11/16", ANSI 600 | FE-FE
Port Arthur | Hankamer | B06 | 002873 | Ball Valve | Valve | Ball | Cameron | Orbit | Figure 1433H RF | JA1078608 | 2"x1 11/16", ANSI 600 | FE-FE
Wood River | Rolla | B06 | 006218 | Ball Valve | Valve | Ball | Cameron | Orbit | Figure 1433H RF | 1256234 | 2"x1 11/16", ANSI 600 | FE-FE
Wood River | Weldon Spring | B06 | 006425 | Ball Valve | Valve | Ball | Cameron | Orbit | Figure 1433H RF |  | 2"x1 11/16", ANSI 600 | FE-FE
Glenpool | Okmulgee | B07 | 004912 | Ball Valve | Valve | Ball | Cameron | Orbit | Figure 1433H RF | 110001276004 | 2"x1 11/16", ANSI 600 | FE-FE
Glenpool | Claremore | B07 | 005556 | Ball Valve | Valve | Ball | Cameron | Orbit | Figure 1433H RF | 110216900003 | 2"x1 11/16", ANSI 600 | FE-FE
Glenpool | Joplin | B07 | 005802 | Ball Valve | Valve | Ball | Cameron | Orbit | Figure 1433H RF | 110001276003 | 2"x1 11/16", ANSI 600 | FE-FE
Glenpool | Springfield | B07 | 006012 | Ball Valve | Valve | Ball | Cameron | Orbit | Figure 1433H RF | JA1034419 | 2"x1 11/16", ANSI 600 | FE-FE
Greenville | Mabank | B07 | 003658 | Ball Valve | Valve | Ball | Cameron | Orbit | Figure 1433H RF | 110231480005 | 2"x1 11/16", ANSI 600 | FE-FE |  | 22647
Greenville | Bonham | B07 | 004173 | Ball Valve | Valve | Ball | Cameron | Orbit | Figure 1433H RF | 110231480006 | 2"x1 11/16", ANSI 600 | FE-FE |  | 22647
Greenville | Coalgate | B07 | 004694 | Ball Valve | Valve | Ball | Cameron | Orbit | Figure 1433H RF | 110000931001 | 2"x1 11/16", ANSI 600 | FE-FE |  | 22647
Houston | Conroe | B07 | 003228 | Ball Valve | Valve | Ball | Cameron | Orbit | Figure 1433H RF | 110000910014 | 2"x1 11/16", ANSI 600 | FE-FE
Houston | Grapeland | B07 | 003439 | Ball Valve | Valve | Ball | Cameron | Orbit | Figure 1433H RF | 110000910003 | 2"x1 11/16", ANSI 600 | FE-FE
Port Arthur | Hankamer | B07 | 002874 | Ball Valve | Valve | Ball | Cameron | Orbit | Figure 1433H RF | 110001192004 | 2"x1 11/16", ANSI 600 | FE-FE
Wood River | Rolla | B07 | 006219 | Ball Valve | Valve | Ball | Cameron | Orbit | Figure 1433H RF | 1260427 | 2"x1 11/16", ANSI 600 | FE-FE
Wood River | Weldon Spring | B07 | 006426 | Ball Valve | Valve | Ball | Cameron | Orbit | Figure 1433H RF |  | 2"x1 11/16", ANSI 600 | FE-FE
Glenpool | Okmulgee | B08 | 004913 | Ball Valve | Valve | Ball | Cameron | Orbit | Figure 1423H RF | 110201570001 | 4", ANSI 600 | FE-FE |  | 50990-6G08-01
Glenpool | Claremore | B08 | 005557 | Ball Valve | Valve | Ball | Cameron | Orbit | Figure 1423H RF | 110201500005 | 4", ANSI 600 | FE-FE |  | 50990-6H08-01
Glenpool | Joplin | B08 | 005803 | Ball Valve | Valve | Ball | Cameron | Orbit | Figure 1423H RF | 110201090005 | 4", ANSI 600 | FE-FE |  | 50990-6I08-01
Glenpool | Springfield | B08 | 006013 | Ball Valve | Valve | Ball | Cameron | Orbit | Figure 1423H RF | 11020169000-5 | 4", ANSI 600 | FE-FE |  | 50990-6J08-01
Greenville | Mabank | B08 | 003659 | Ball Valve | Valve | Ball | Cameron | Orbit | Figure 1423H RF | 110201630001 | 4", ANSI 600 | FE-FE
Greenville | Bonham | B08 | 004174 | Ball Valve | Valve | Ball | Cameron | Orbit | Figure 1423H RF | 110201880002 | 4", ANSI 600 | FE-FE
Greenville | Coalgate | B08 | 004695 | Ball Valve | Valve | Ball | Cameron | Orbit | Figure 1423H RF | 110201750003 | 4", ANSI 600 | FE-FE
Houston | Conroe | B08 | 003229 | Ball Valve | Valve | Ball | Cameron | Orbit | Figure 1423H RF | 110201430003 | 4", ANSI 600 | FE-FE
Houston | Grapeland | B08 | 003440 | Ball Valve | Valve | Ball | Cameron | Orbit | Figure 1423H RF | 110201960001 | 4", ANSI 600 | FE-FE
Port Arthur | Hankamer | B08 | 002875 | Ball Valve | Valve | Ball | Cameron | Orbit | Figure 1423H RF | 11021160004 | 4", ANSI 600 | FE-FE
Wood River | Rolla | B08 | 006220 | Ball Valve | Valve | Ball | Cameron | Orbit | Figure 1423H RF | 11020181000-4 | 4", ANSI 600 | FE-FE |  | 50990-6K08-02
Wood River | Weldon Spring | B08 | 006427 | Ball Valve | Valve | Ball | Cameron | Orbit | Figure 1423H RF |  | 4", ANSI 600 | FE-FE
Glenpool | Okmulgee | B09 | 004914 | Ball Valve | Valve | Ball | Cameron | Orbit | Figure 1123H RF | 110201570002 | 3", ANSI 150 | FE-FE |  | 50990-6G08-01
Glenpool | Claremore | B09 | 005558 | Ball Valve | Valve | Ball | Cameron | Orbit | Figure 1123H RF | 110201520002 | 3", ANSI 150 | FE-FE |  | 50990-6H08-01
Glenpool | Joplin | B09 | 005804 | Ball Valve | Valve | Ball | Cameron | Orbit | Figure 1123H RF | 110201110001 | 3", ANSI 150 | FE-FE |  | 50990-6I08-01
Glenpool | Springfield | B09 | 006014 | Ball Valve | Valve | Ball | Cameron | Orbit | Figure 1123H RF | 1102171000-1 | 3", ANSI 150 | FE-FE
Greenville | Mabank | B09 | 003660 | Ball Valve | Valve | Ball | Cameron | Orbit | Figure 1123H RF | 110201650001 | 3", ANSI 150 | FE-FE
Greenville | Bonham | B09 | 004175 | Ball Valve | Valve | Ball | Cameron | Orbit | Figure 1123H RF | 110201900001 | 3", ANSI 150 | FE-FE
Greenville | Coalgate | B09 | 004696 | Ball Valve | Valve | Ball | Cameron | Orbit | Figure 1123H RF | 110201770002 | 3", ANSI 150 | FE-FE
Houston | Conroe | B09 | 003230 | Ball Valve | Valve | Ball | Cameron | Orbit | Figure 1123H RF | 110201450002 | 3", ANSI 150 | FE-FE
Houston | Grapeland | B09 | 003441 | Ball Valve | Valve | Ball | Cameron | Orbit | Figure 1123H RF | 110201980002 | 3", ANSI 150 | FE-FE
Port Arthur | Hankamer | B09 | 002876 | Ball Valve | Valve | Ball | Cameron | Orbit | Figure 1123H RF | 11021180002 | 3", ANSI 150 | FE-FE
Wood River | Rolla | B09 | 006221 | Ball Valve | Valve | Ball | Cameron | Orbit | Figure 1123H RF | 11020183000-2 | 3", ANSI 150 | FE-FE |  | 50990-6K08-02
Wood River | Weldon Spring | B09 | 006428 | Ball Valve | Valve | Ball | Cameron | Orbit | Figure 1123H RF |  | 3", ANSI 150 | FE-FE
Glenpool | Okmulgee | B10 | 004915 | Ball Valve | Valve | Ball | Cameron | Orbit | Figure 1423H RF | 110201570003 | 4", ANSI 600 | FE-FE |  | 50990-6G08-01
Glenpool | Claremore | B10 | 005559 | Ball Valve | Valve | Ball | Cameron | Orbit | Figure 1423H RF | 110201500004 | 4", ANSI 600 | FE-FE |  | 50990-6H08-01
Glenpool | Joplin | B10 | 005805 | Ball Valve | Valve | Ball | Cameron | Orbit | Figure 1423H RF | 110201090003 | 4", ANSI 600 | FE-FE |  | 50990-6I08-01
Glenpool | Springfield | B10 | 006015 | Ball Valve | Valve | Ball | Cameron | Orbit | Figure 1423H RF | 11020169000-3 | 4", ANSI 600 | FE-FE |  | 50990-6J08-01
Greenville | Mabank | B10 | 003661 | Ball Valve | Valve | Ball | Cameron | Orbit | Figure 1423H RF | 110201630002 | 4", ANSI 600 | FE-FE
Greenville | Bonham | B10 | 004176 | Ball Valve | Valve | Ball | Cameron | Orbit | Figure 1423H RF | 110201880001 | 4", ANSI 600 | FE-FE
Greenville | Coalgate | B10 | 004697 | Ball Valve | Valve | Ball | Cameron | Orbit | Figure 1423H RF | 110201750004 | 4", ANSI 600 | FE-FE
Houston | Conroe | B10 | 003231 | Ball Valve | Valve | Ball | Cameron | Orbit | Figure 1423H RF | 110201430002 | 4", ANSI 600 | FE-FE
Houston | Grapeland | B10 | 003442 | Ball Valve | Valve | Ball | Cameron | Orbit | Figure 1423H RF | 110201960004 | 4", ANSI 600 | FE-FE
Port Arthur | Hankamer | B10 | 002877 | Ball Valve | Valve | Ball | Cameron | Orbit | Figure 1423H RF | 11021160002 | 4", ANSI 600 | FE-FE
Wood River | Rolla | B10 | 006222 | Ball Valve | Valve | Ball | Cameron | Orbit | Figure 1423H RF | 11020181000-1 | 4", ANSI 600 | FE-FE |  | 50990-6K08-02
Wood River | Weldon Spring | B10 | 006429 | Ball Valve | Valve | Ball | Cameron | Orbit | Figure 1423H RF |  | 4", ANSI 600 | FE-FE
Glenpool | Okmulgee | B12 | 004916 | Ball Valve | Valve | Ball | Cameron | Orbit | Figure 1433H RF | 110001186001 | 2"x1 11/16", ANSI 600 | FE-FE
Glenpool | Claremore | B12 | 005560 | Ball Valve | Valve | Ball | Cameron | Orbit | Figure 1433H RF | 110173490018 | 2"x1 11/16", ANSI 600 | FE-FE
Glenpool | Joplin | B12 | 005806 | Ball Valve | Valve | Ball | Cameron | Orbit | Figure 1433H RF | 110001276005 | 2"x1 11/16", ANSI 600 | FE-FE
Glenpool | Springfield | B12 | 006016 | Ball Valve | Valve | Ball | Cameron | Orbit | Figure 1433H RF | 798549 | 2"x1 11/16", ANSI 600 | FE-FE
Greenville | Mabank | B12 | 003662 | Ball Valve | Valve | Ball | Cameron | Orbit | Figure 1433H RF | 110231480008 | 2"x1 11/16", ANSI 600 | FE-FE |  | 22647
Greenville | Bonham | B12 | 004177 | Ball Valve | Valve | Ball | Cameron | Orbit | Figure 1433H RF | 110231480004 | 2"x1 11/16", ANSI 600 | FE-FE
Greenville | Coalgate | B12 | 004698 | Ball Valve | Valve | Ball | Cameron | Orbit | Figure 1433H RF | 110000931002 | 2"x1 11/16", ANSI 600 | FE-FE |  | 22647
Houston | Conroe | B12 | 003232 | Ball Valve | Valve | Ball | Cameron | Orbit | Figure 1433H RF | 110000910011 | 2"x1 11/16", ANSI 600 | FE-FE
Houston | Grapeland | B12 | 003443 | Ball Valve | Valve | Ball | Cameron | Orbit | Figure 1433H RF | 110000910016 | 2"x1 11/16", ANSI 600 | FE-FE
Port Arthur | Hankamer | B12 | 002878 | Ball Valve | Valve | Ball | Cameron | Orbit | Figure 1433H RF | JA951175 | 2"x1 11/16", ANSI 600 | FE-FE
Wood River | Rolla | B12 | 006223 | Ball Valve | Valve | Ball | Cameron | Orbit | Figure 1433H RF | JA1020326R | 2"x1 11/16", ANSI 600 | FE-FE |  | 50990-6K08-02
Wood River | Weldon Spring | B12 | 006430 | Ball Valve | Valve | Ball | Cameron | Orbit | Figure 1433H RF |  | 2"x1 11/16", ANSI 600 | FE-FE
Glenpool | Okmulgee | B13 | 004917 | Ball Valve | Valve | Ball | Cameron | Orbit | Figure 1423H RF | 110201570004 | 4", ANSI 600 | FE-FE |  | 50990-6G08-01
Glenpool | Claremore | B13 | 005561 | Ball Valve | Valve | Ball | Cameron | Orbit | Figure 1423H RF | 110201500002 | 4", ANSI 600 | FE-FE |  | 50990-6H08-01
Glenpool | Joplin | B13 | 005807 | Ball Valve | Valve | Ball | Cameron | Orbit | Figure 1423H RF | 110201090002 | 4", ANSI 600 | FE-FE |  | 50990-6I08-01
Glenpool | Springfield | B13 | 006017 | Ball Valve | Valve | Ball | Cameron | Orbit | Figure 1423H RF | 11020169000-4 | 4", ANSI 600 | FE-FE |  | 50990-6J08-01
Greenville | Mabank | B13 | 003663 | Ball Valve | Valve | Ball | Cameron | Orbit | Figure 1423H RF | 110201630003 | 4", ANSI 600 | FE-FE
Greenville | Bonham | B13 | 004178 | Ball Valve | Valve | Ball | Cameron | Orbit | Figure 1423H RF | 110201880005 | 4", ANSI 600 | FE-FE
Greenville | Coalgate | B13 | 004699 | Ball Valve | Valve | Ball | Cameron | Orbit | Figure 1423H RF | 110201750002 | 4", ANSI 600 | FE-FE
Houston | Conroe | B13 | 003233 | Ball Valve | Valve | Ball | Cameron | Orbit | Figure 1423H RF | 110201430001 | 4", ANSI 600 | FE-FE
Houston | Grapeland | B13 | 003444 | Ball Valve | Valve | Ball | Cameron | Orbit | Figure 1423H RF | 110201960005 | 4", ANSI 600 | FE-FE
Port Arthur | Hankamer | B13 | 002879 | Ball Valve | Valve | Ball | Cameron | Orbit | Figure 1423H RF | 11021160005 | 4", ANSI 600 | FE-FE
Wood River | Rolla | B13 | 006224 | Ball Valve | Valve | Ball | Cameron | Orbit | Figure 1423H RF | 11020181000-3 | 4", ANSI 600 | FE-FE |  | 50990-6K08-02
Wood River | Weldon Spring | B13 | 006431 | Ball Valve | Valve | Ball | Cameron | Orbit | Figure 1423H RF |  | 4", ANSI 600 | FE-FE
Glenpool | Okmulgee | B14 | 004918 | Ball Valve | Valve | Ball | Cameron | Orbit | Figure 1123H RF | 110201590001 | 3", ANSI 150 | FE-FE |  | 50990-6G08-01
Glenpool | Claremore | B14 | 005562 | Ball Valve | Valve | Ball | Cameron | Orbit | Figure 1123H RF | 110201520001 | 3", ANSI 150 | FE-FE |  | 50990-6H08-01
Glenpool | Joplin | B14 | 005808 | Ball Valve | Valve | Ball | Cameron | Orbit | Figure 1123H RF | 110201110002 | 3", ANSI 150 | FE-FE |  | 50990-6I08-01
Glenpool | Springfield | B14 | 006018 | Ball Valve | Valve | Ball | Cameron | Orbit | Figure 1123H RF | 1102171000-2 | 3", ANSI 150 | FE-FE
Greenville | Mabank | B14 | 003664 | Ball Valve | Valve | Ball | Cameron | Orbit | Figure 1123H RF | 110201650002 | 3", ANSI 150 | FE-FE
Greenville | Bonham | B14 | 004179 | Ball Valve | Valve | Ball | Cameron | Orbit | Figure 1123H RF | 110201900002 | 3", ANSI 150 | FE-FE
Greenville | Coalgate | B14 | 004700 | Ball Valve | Valve | Ball | Cameron | Orbit | Figure 1123H RF | 110201770001 | 3", ANSI 150 | FE-FE
Houston | Conroe | B14 | 003234 | Ball Valve | Valve | Ball | Cameron | Orbit | Figure 1123H RF | 110201450001 | 3", ANSI 150 | FE-FE
Houston | Grapeland | B14 | 003445 | Ball Valve | Valve | Ball | Cameron | Orbit | Figure 1123H RF | 110201980001 | 3", ANSI 150 | FE-FE
Port Arthur | Hankamer | B14 | 002880 | Ball Valve | Valve | Ball | Cameron | Orbit | Figure 1123H RF | 110201180001 | 3", ANSI 150 | FE-FE
Wood River | Rolla | B14 | 006225 | Ball Valve | Valve | Ball | Cameron | Orbit | Figure 1123H RF | 11020183000-1 | 3", ANSI 150 | FE-FE |  | 50990-6K08-02
Wood River | Weldon Spring | B14 | 006432 | Ball Valve | Valve | Ball | Cameron | Orbit | Figure 1123H RF |  | 3", ANSI 150 | FE-FE
Glenpool | Okmulgee | B15 | 004919 | Ball Valve | Valve | Ball | Cameron | Orbit | Figure 1423H RF | 110201570005 | 4", ANSI 600 | FE-FE |  | 50990-6G08-01
Glenpool | Claremore | B15 | 005563 | Ball Valve | Valve | Ball | Cameron | Orbit | Figure 1423H RF | 110201500001 | 4", ANSI 600 | FE-FE |  | 50990-6H08-01
Glenpool | Joplin | B15 | 005809 | Ball Valve | Valve | Ball | Cameron | Orbit | Figure 1423H RF | 110201090001 | 4", ANSI 600 | FE-FE |  | 50990-6I08-01
Glenpool | Springfield | B15 | 006019 | Ball Valve | Valve | Ball | Cameron | Orbit | Figure 1423H RF | 11020169000-2 | 4", ANSI 600 | FE-FE |  | 50990-6J08-01
Greenville | Mabank | B15 | 003665 | Ball Valve | Valve | Ball | Cameron | Orbit | Figure 1423H RF | 110201630004 | 4", ANSI 600 | FE-FE
Greenville | Bonham | B15 | 004180 | Ball Valve | Valve | Ball | Cameron | Orbit | Figure 1423H RF | 110201880004 | 4", ANSI 600 | FE-FE
Greenville | Coalgate | B15 | 004701 | Ball Valve | Valve | Ball | Cameron | Orbit | Figure 1423H RF | 110201750005 | 4", ANSI 600 | FE-FE
Houston | Conroe | B15 | 003235 | Ball Valve | Valve | Ball | Cameron | Orbit | Figure 1423H RF | 110201430004 | 4", ANSI 600 | FE-FE
Houston | Grapeland | B15 | 003446 | Ball Valve | Valve | Ball | Cameron | Orbit | Figure 1423H RF | 110201960003 | 4", ANSI 600 | FE-FE
Port Arthur | Hankamer | B15 | 002881 | Ball Valve | Valve | Ball | Cameron | Orbit | Figure 1423H RF | 11021160001 | 4", ANSI 600 | FE-FE
Wood River | Rolla | B15 | 006226 | Ball Valve | Valve | Ball | Cameron | Orbit | Figure 1423H RF | 11020181000-2 | 4", ANSI 600 | FE-FE |  | 50990-6K08-02
Wood River | Weldon Spring | B15 | 006433 | Ball Valve | Valve | Ball | Cameron | Orbit | Figure 1423H RF |  | 4", ANSI 600 | FE-FE
Glenpool | Okmulgee | B17 | 004920 | Ball Valve | Valve | Ball | Cameron | Orbit | Figure 1423H RF | 110201570002 | 4", ANSI 600 | FE-FE |  | 50990-6G08-01
Glenpool | Claremore | B17 | 005564 | Ball Valve | Valve | Ball | Cameron | Orbit | Figure 1423H RF | 110201500005 | 4", ANSI 600 | FE-FE |  | 50990-6H08-01
Glenpool | Joplin | B17 | 005810 | Ball Valve | Valve | Ball | Cameron | Orbit | Figure 1423H RF | 110201090004 | 4", ANSI 600 | FE-FE |  | 50990-6I08-01
Glenpool | Springfield | B17 | 006020 | Ball Valve | Valve | Ball | Cameron | Orbit | Figure 1423H RF | 11020169000-1 | 4", ANSI 600 | FE-FE |  | 50990-6J08-01
Greenville | Mabank | B17 | 003666 | Ball Valve | Valve | Ball | Cameron | Orbit | Figure 1423H RF | 110201630005 | 4", ANSI 600 | FE-FE
Greenville | Bonham | B17 | 004181 | Ball Valve | Valve | Ball | Cameron | Orbit | Figure 1423H RF | 110201880003 | 4", ANSI 600 | FE-FE
Greenville | Coalgate | B17 | 004702 | Ball Valve | Valve | Ball | Cameron | Orbit | Figure 1423H RF | 110201750001 | 4", ANSI 600 | FE-FE
Houston | Conroe | B17 | 003236 | Ball Valve | Valve | Ball | Cameron | Orbit | Figure 1423H RF | 110201430005 | 4", ANSI 600 | FE-FE
Houston | Grapeland | B17 | 003447 | Ball Valve | Valve | Ball | Cameron | Orbit | Figure 1423H RF | 110201960002 | 4", ANSI 600 | FE-FE
Port Arthur | Hankamer | B17 | 002882 | Ball Valve | Valve | Ball | Cameron | Orbit | Figure 1423H RF | 11021160003 | 4", ANSI 600 | FE-FE
Wood River | Rolla | B17 | 006227 | Ball Valve | Valve | Ball | Cameron | Orbit | Figure 1423H RF | 11020181000-5 | 4", ANSI 600 | FE-FE |  | 50990-6K08-02
Wood River | Weldon Spring | B17 | 006434 | Ball Valve | Valve | Ball | Cameron | Orbit | Figure 1423H RF |  | 4", ANSI 600 | FE-FE
Glenpool | Okmulgee | B19 | 004921 | Ball Valve | Valve | Ball | Cameron | Orbit | Figure 1423H RF | 110201580002 | 4", ANSI 600 | FE-FE |  | 50990-6G08-01
Glenpool | Claremore | B19 | 005565 | Ball Valve | Valve | Ball | Cameron | Orbit | Figure 1423H RF | 110201510004 | 4", ANSI 600 | FE-FE |  | 50990-6H08-01
Glenpool | Joplin | B19 | 005811 | Ball Valve | Valve | Ball | Cameron | Orbit | Figure 1423H RF | 110201100002 | 4", ANSI 600 | FE-FE |  | 50990-6I08-01
Glenpool | Springfield | B19 | 006021 | Ball Valve | Valve | Ball | Cameron | Orbit | Figure 1423H RF | 11020170000-8 | 4", ANSI 600 | FE-FE |  | 50990-6J08-01
Greenville | Mabank | B19 | 003667 | Ball Valve | Valve | Ball | Cameron | Orbit | Figure 1423H RF | 110201640001 | 4", ANSI 600 | FE-FE
Greenville | Bonham | B19 | 004182 | Ball Valve | Valve | Ball | Cameron | Orbit | Figure 1423H RF | 110201890001 | 4", ANSI 600 | FE-FE
Greenville | Coalgate | B19 | 004703 | Ball Valve | Valve | Ball | Cameron | Orbit | Figure 1423H RF | 110201760003 | 4", ANSI 600 | FE-FE
Houston | Conroe | B19 | 003237 | Ball Valve | Valve | Ball | Cameron | Orbit | Figure 1423H RF | 110201440003 | 4", ANSI 600 | FE-FE |  | 50990-6808-01
Houston | Grapeland | B19 | 003448 | Ball Valve | Valve | Ball | Cameron | Orbit | Figure 1423H RF | 110201970007 | 4", ANSI 600 | FE-FE |  | 50990-6C08-01
Port Arthur | Hankamer | B19 | 002883 | Ball Valve | Valve | Ball | Cameron | Orbit | Figure 1423H RF | 110201170007 | 4", ANSI 600 | FE-FE
Wood River | Rolla | B19 | 006228 | Ball Valve | Valve | Ball | Cameron | Orbit | Figure 1423H RF | 11020182000-7 | 4", ANSI 600 | FE-FE |  | 50990-6K08-02
Wood River | Weldon Spring | B19 | 006435 | Ball Valve | Valve | Ball | Cameron | Orbit | Figure 1423H RF |  | 4", ANSI 600 | FE-FE
Glenpool | Okmulgee | B21 | 004922 | Ball Valve | Valve | Ball | Cameron | Orbit | Figure 1423H RF | 110201580003 | 4", ANSI 600 | FE-FE |  | 50990-6G08-01
Glenpool | Claremore | B21 | 005566 | Ball Valve | Valve | Ball | Cameron | Orbit | Figure 1423H RF | 110201510001 | 4", ANSI 600 | FE-FE |  | 50990-6H08-01
Glenpool | Joplin | B21 | 005812 | Ball Valve | Valve | Ball | Cameron | Orbit | Figure 1423H RF | 110201100006 | 4", ANSI 600 | FE-FE |  | 50990-6I08-01
Glenpool | Springfield | B21 | 006022 | Ball Valve | Valve | Ball | Cameron | Orbit | Figure 1423H RF | 11020170000-3 | 4", ANSI 600 | FE-FE |  | 50990-6J08-01
Greenville | Mabank | B21 | 003668 | Ball Valve | Valve | Ball | Cameron | Orbit | Figure 1423H RF | 110201640008 | 4", ANSI 600 | FE-FE
Greenville | Bonham | B21 | 004183 | Ball Valve | Valve | Ball | Cameron | Orbit | Figure 1423H RF | 110201890002 | 4", ANSI 600 | FE-FE
Greenville | Coalgate | B21 | 004704 | Ball Valve | Valve | Ball | Cameron | Orbit | Figure 1423H RF | 110201760002 | 4", ANSI 600 | FE-FE
Houston | Conroe | B21 | 003238 | Ball Valve | Valve | Ball | Cameron | Orbit | Figure 1423H RF | 11020144-0004 | 4", ANSI 600 | FE-FE
Houston | Grapeland | B21 | 003449 | Ball Valve | Valve | Ball | Cameron | Orbit | Figure 1423H RF | 110201970003 | 4", ANSI 600 | FE-FE |  | 50990-6C08-01
Port Arthur | Hankamer | B21 | 002884 | Ball Valve | Valve | Ball | Cameron | Orbit | Figure 1423H RF | 110201170002 | 4", ANSI 600 | FE-FE
Wood River | Rolla | B21 | 006229 | Ball Valve | Valve | Ball | Cameron | Orbit | Figure 1423H RF | 11020182000-3 | 4", ANSI 600 | FE-FE |  | 50990-6K08-02
Wood River | Weldon Spring | B21 | 006436 | Ball Valve | Valve | Ball | Cameron | Orbit | Figure 1423H RF |  | 4", ANSI 600 | FE-FE
Glenpool | Okmulgee | B23 | 004923 | Ball Valve | Valve | Ball | Dresser Flow Control | Grove | B5 | 0228328907-2 | 12", ANSI 600 | FE-FE |  | 50990-6M85-00
Glenpool | Claremore | B23 | 005567 | Ball Valve | Valve | Ball | Dresser Flow Control | Grove | B5 | 0228328908-2 | 10", ANSI 600 | FE-FE |  | 50990-6M85-00
Glenpool | Joplin | B23 | 005813 | Ball Valve | Valve | Ball | Dresser Flow Control | Grove | B5 | 0228328909-2 | 10", ANSI 600 | FE-FE |  | 50990-6M85-00
Glenpool | Springfield | B23 | 006023 | Ball Valve | Valve | Ball | Dresser Flow Control | Grove | B5 | 00228328910-2 | 10", ANSI 600 | FE-FE |  | 50990-6M85-00
Greenville | Mabank | B23 | 003669 | Ball Valve | Valve | Ball | Dresser Flow Control | Grove | B5 | 0228328904-1 | 12", ANSI 600 | FE-FE
Greenville | Bonham | B23 | 004184 | Ball Valve | Valve | Ball | Dresser Flow Control | Grove | B5 | 0228328905-1 | 12", ANSI 600 | FE-FE
Greenville | Coalgate | B23 | 004705 | Ball Valve | Valve | Ball | Dresser Flow Control | Grove | B5 | 0228328906-2 | 12", ANSI 600 | FE-FE
Houston | Conroe | B23 | 003239 | Ball Valve | Valve | Ball | Dresser Flow Control | Grove | B5 | 02283228902-2 | 12", ANSI 600 | FE-FE |  | 50990-6M85-00
Houston | Grapeland | B23 | 003450 | Ball Valve | Valve | Ball | Dresser Flow Control | Grove | B5 | 0228328903-2 | 12", ANSI 600 | FE-FE
Port Arthur | Hankamer | B23 | 002885 | Ball Valve | Valve | Ball | Dresser Flow Control | Grove | B5 | 0228328901-2 | 12", ANSI 600 | FE-FE
Wood River | Rolla | B23 | 006230 | Ball Valve | Valve | Ball | Dresser Flow Control | Grove | B5 | 228328911-2 | 10", ANSI 600 | FE-FE |  | 50990-6M85-00
Wood River | Weldon Spring | B23 | 006437 | Ball Valve | Valve | Ball | Dresser Flow Control | Grove | B5 |  | 10", ANSI 600 | FE-FE
Glenpool | Okmulgee | B23 | 009071 | Quarter Turn Gearbox | Gearbox | Quarter Turn | Master Gear | Master Gear | 6132374 | 10012
Glenpool | Joplin | B23 | 009155 | Quarter Turn Gearbox | Gearbox | Quarter Turn | Master Gear | Master Gear | 6132374
Glenpool | Claremore | B23 | 009113 | Quarter Turn Gearbox | Gearbox | Quarter Turn | Master Gear | Master Gear | 6132374 | 7789-2
Glenpool | Springfield | B23 | 009197 | Quarter Turn Gearbox | Gearbox | Quarter Turn | Master Gear | Master Gear | 6132374
Greenville | Mabank | B23 | 008930 | Quarter Turn Gearbox | Gearbox | Quarter Turn | Master Gear | Master Gear | 6132374
Greenville | Coalgate | B23 | 009024 | Quarter Turn Gearbox | Gearbox | Quarter Turn | Master Gear | Master Gear | 6132374
Greenville | Bonham | B23 | 008977 | Quarter Turn Gearbox | Gearbox | Quarter Turn | Master Gear | Master Gear | 6132374
Houston | Grapeland | B23 | 008883 | Quarter Turn Gearbox | Gearbox | Quarter Turn | Master Gear | Master Gear | 6132374
Houston | Conroe | B23 | 008836 | Quarter Turn Gearbox | Gearbox | Quarter Turn | Master Gear | Master Gear | 6132374
Port Arthur | Hankamer | B23 | 008790 | Quarter Turn Gearbox | Gearbox | Quarter Turn | Master Gear | Master Gear | 6132374
Wood River | Weldon Spring | B23 | 009281 | Quarter Turn Gearbox | Gearbox | Quarter Turn | Master Gear | Master Gear | 6132374
Wood River | Rolla | B23 | 009239 | Quarter Turn Gearbox | Gearbox | Quarter Turn | Master Gear | Master Gear | 6132374
Glenpool | Okmulgee | B24 | 004924 | Ball Valve | Valve | Ball | Dresser Flow Control | Grove | B5 | 0228328907-1 | 12", ANSI 600 | FE-FE |  | 50990-6M85-00
Glenpool | Claremore | B24 | 005568 | Ball Valve | Valve | Ball | Dresser Flow Control | Grove | B5 | 0228328908-1 | 10", ANSI 600 | FE-FE |  | 50990-6M85-00
Glenpool | Joplin | B24 | 005814 | Ball Valve | Valve | Ball | Dresser Flow Control | Grove | B5 | 0228328909-1 | 10", ANSI 600 | FE-FE |  | 50990-6M85-00
Glenpool | Springfield | B24 | 006024 | Ball Valve | Valve | Ball | Dresser Flow Control | Grove | B5 | 0228328910-1 | 10", ANSI 600 | FE-FE |  | 50990-6M85-00
Greenville | Mabank | B24 | 003670 | Ball Valve | Valve | Ball | Dresser Flow Control | Grove | B5 | 0228328904-2 | 12", ANSI 600 | FE-FE
Greenville | Bonham | B24 | 004185 | Ball Valve | Valve | Ball | Dresser Flow Control | Grove | B5 | 0228328905-2 | 12", ANSI 600 | FE-FE
Greenville | Coalgate | B24 | 004706 | Ball Valve | Valve | Ball | Dresser Flow Control | Grove | B5 | 0228328906-1 | 12", ANSI 600 | FE-FE
Houston | Conroe | B24 | 003240 | Ball Valve | Valve | Ball | Dresser Flow Control | Grove | B5 | 0228328902-1 | 12", ANSI 600 | FE-FE |  | 50990-6M85-00
Houston | Grapeland | B24 | 003451 | Ball Valve | Valve | Ball | Dresser Flow Control | Grove | B5 | 0228328903-1 | 12", ANSI 600 | FE-FE
Port Arthur | Hankamer | B24 | 002886 | Ball Valve | Valve | Ball | Dresser Flow Control | Grove | B5 | 0228328901-1 | 12", ANSI 600 | FE-FE
Wood River | Rolla | B24 | 006231 | Ball Valve | Valve | Ball | Dresser Flow Control | Grove | B5 | 228328911-1 | 10", ANSI 600 | FE-FE |  | 50990-6M85-00
Wood River | Weldon Spring | B24 | 006438 | Ball Valve | Valve | Ball | Dresser Flow Control | Grove | B5 |  | 10", ANSI 600 | FE-FE
Glenpool | Okmulgee | B24 | 009072 | Quarter Turn Gearbox | Gearbox | Quarter Turn | Master Gear | Master Gear | 6132374 | 10012-2
Glenpool | Joplin | B24 | 009156 | Quarter Turn Gearbox | Gearbox | Quarter Turn | Master Gear | Master Gear | 6132374
Glenpool | Claremore | B24 | 009114 | Quarter Turn Gearbox | Gearbox | Quarter Turn | Master Gear | Master Gear | 6132374 | 7789-2
Glenpool | Springfield | B24 | 009198 | Quarter Turn Gearbox | Gearbox | Quarter Turn | Master Gear | Master Gear | 6132374
Greenville | Mabank | B24 | 008931 | Quarter Turn Gearbox | Gearbox | Quarter Turn | Master Gear | Master Gear | 6132374
Greenville | Coalgate | B24 | 009025 | Quarter Turn Gearbox | Gearbox | Quarter Turn | Master Gear | Master Gear | 6132374
Greenville | Bonham | B24 | 008978 | Quarter Turn Gearbox | Gearbox | Quarter Turn | Master Gear | Master Gear | 6132374
Houston | Grapeland | B24 | 008884 | Quarter Turn Gearbox | Gearbox | Quarter Turn | Master Gear | Master Gear | 6132374
Houston | Conroe | B24 | 008837 | Quarter Turn Gearbox | Gearbox | Quarter Turn | Master Gear | Master Gear | 6132374
Port Arthur | Hankamer | B24 | 008791 | Quarter Turn Gearbox | Gearbox | Quarter Turn | Master Gear | Master Gear | 6132374
Wood River | Weldon Spring | B24 | 009282 | Quarter Turn Gearbox | Gearbox | Quarter Turn | Master Gear | Master Gear | 6132374
Wood River | Rolla | B24 | 009240 | Quarter Turn Gearbox | Gearbox | Quarter Turn | Master Gear | Master Gear | 6132374
Glenpool | Okmulgee | B26 | 004925 | Ball Valve | Valve | Ball | Cameron | Orbit | Figure 1423H RF | 110201580005 | 4", ANSI 600 | FE-FE |  | 50990-6G08-01
Glenpool | Claremore | B26 | 005569 | Ball Valve | Valve | Ball | Cameron | Orbit | Figure 1423H RF |  | 4", ANSI 600 | FE-FE |  | 50990-6H08-01
Glenpool | Joplin | B26 | 005815 | Ball Valve | Valve | Ball | Cameron | Orbit | Figure 1423H RF |  | 4", ANSI 600 | FE-FE |  | 50990-6I08-01
Glenpool | Springfield | B26 | 006025 | Ball Valve | Valve | Ball | Cameron | Orbit | Figure 1423H RF | 11020170000-4 | 4", ANSI 600 | FE-FE |  | 50990-6J08-01
Greenville | Mabank | B26 | 003671 | Ball Valve | Valve | Ball | Cameron | Orbit | Figure 1423H RF | 110201640004 | 4", ANSI 600 | FE-FE
Greenville | Bonham | B26 | 004186 | Ball Valve | Valve | Ball | Cameron | Orbit | Figure 1423H RF | 110201890008 | 4", ANSI 600 | FE-FE
Greenville | Coalgate | B26 | 004707 | Ball Valve | Valve | Ball | Cameron | Orbit | Figure 1423H RF | 110201760004 | 4", ANSI 600 | FE-FE
Houston | Conroe | B26 | 003241 | Ball Valve | Valve | Ball | Cameron | Orbit | Figure 1423H RF | 110201440007 | 4", ANSI 600 | FE-FE
Houston | Grapeland | B26 | 003452 | Ball Valve | Valve | Ball | Cameron | Orbit | Figure 1423H RF | 110201970006 | 4", ANSI 600 | FE-FE |  | 50990-6C08-01
Port Arthur | Hankamer | B26 | 002887 | Ball Valve | Valve | Ball | Cameron | Orbit | Figure 1423H RF | 11021170006 | 4", ANSI 600 | FE-FE
Wood River | Rolla | B26 | 006232 | Ball Valve | Valve | Ball | Cameron | Orbit | Figure 1423H RF | 11020182000-2 | 4", ANSI 600 | FE-FE |  | 50990-6K08-02
Wood River | Weldon Spring | B26 | 006439 | Ball Valve | Valve | Ball | Cameron | Orbit | Figure 1423H RF |  | 4", ANSI 600 | FE-FE
Glenpool | Claremore | B27 | 009527 | Bevel Gear Operator Gearbox | Gearbox | Bevel Gear Operator | Rotork | Exeeco | B11 | S2160-05-1
Glenpool | Joplin | B27 | 009530 | Bevel Gear Operator Gearbox | Gearbox | Bevel Gear Operator
Glenpool | Okmulgee | B27 | 009532 | Bevel Gear Operator Gearbox | Gearbox | Bevel Gear Operator
Glenpool | Springfield | B27 | 009534 | Bevel Gear Operator Gearbox | Gearbox | Bevel Gear Operator
Greenville | Mabank | B27 | 009531 | Bevel Gear Operator Gearbox | Gearbox | Bevel Gear Operator
Greenville | Bonham | B27 | 009525 | Bevel Gear Operator Gearbox | Gearbox | Bevel Gear Operator
Greenville | Coalgate | B27 | 009526 | Bevel Gear Operator Gearbox | Gearbox | Bevel Gear Operator
Houston | Conroe | B27 | 009528 | Bevel Gear Operator Gearbox | Gearbox | Bevel Gear Operator
Houston | Grapeland | B27 | 009536 | Bevel Gear Operator Gearbox | Gearbox | Bevel Gear Operator
Port Arthur | Hankamer | B27 | 009529 | Bevel Gear Operator Gearbox | Gearbox | Bevel Gear Operator
Wood River | Weldon Spring | B27 | 009535 | Bevel Gear Operator Gearbox | Gearbox | Bevel Gear Operator
Wood River | Rolla | B27 | 009533 | Bevel Gear Operator Gearbox | Gearbox | Bevel Gear Operator
Glenpool | Okmulgee | B27 | 004926 | Gate Valve | Valve | Gate | WKM |  | SAF-T-SEAL | 368419OFM23725
Glenpool | Claremore | B27 | 005570 | Gate Valve | Valve | Gate |  |  |  | 020600026 |  |  |  | 50990-6004-01
Glenpool | Joplin | B27 | 005816 | Gate Valve | Valve | Gate |  |  |  | 129905-1/23714
Glenpool | Springfield | B27 | 006026 | Gate Valve | Valve | Gate | Grove |  | G-4 | 20700051
Greenville | Mabank | B27 | 003672 | Gate Valve | Valve | Gate | WKM |  | SAF-T-SEAL | 50655
Greenville | Bonham | B27 | 004187 | Gate Valve | Valve | Gate |  |  |  | 99-16-00249
Greenville | Coalgate | B27 | 004708 | Gate Valve | Valve | Gate |  |  |  | 00-01-00305
Houston | Conroe | B27 | 003242 | Gate Valve | Valve | Gate | Daniel |  |  | 23711-1
Houston | Grapeland | B27 | 003453 | Gate Valve | Valve | Gate | WKM |  | SAF-T-SEAL | 383844
Port Arthur | Hankamer | B27 | 002888 | Gate Valve | Valve | Gate | WKM |  | SAF-T-SEAL | 385932-1
Wood River | Rolla | B27 | 006233 | Gate Valve | Valve | Gate |  |  |  | 20600025
Wood River | Weldon Spring | B27 | 006440 | Gate Valve | Valve | Gate |  |  |  | 020600025
Glenpool | Okmulgee | B32 | 004927 | Ball Valve | Valve | Ball | Cameron | Orbit | Figure 1123SH RF | 110201610001 | 6", ANSI 150 | FE-FE |  | 50990-6G08-01
Glenpool | Claremore | B32 | 005571 | Ball Valve | Valve | Ball | Cameron | Orbit | Figure 1123SH RF | 110201540001 | 6", ANSI 150 | FE-FE |  | 50990-6H08-01
Glenpool | Joplin | B32 | 005817 | Ball Valve | Valve | Ball | Cameron | Orbit | Figure 1123SH RF | 110201130001 | 6", ANSI 150 | FE-FE |  | 50990-6I08-01
Glenpool | Springfield | B32 | 006027 | Ball Valve | Valve | Ball | Cameron | Orbit | Figure 1123SH RF | 11020173000-1 | 6", ANSI 150 | FE-FE |  | 50990-6J08-07
Greenville | Mabank | B32 | 003673 | Ball Valve | Valve | Ball | Cameron | Orbit | Figure 1123SH RF | 110201670001 | 6", ANSI 150 | FE-FE
Greenville | Bonham | B32 | 004188 | Ball Valve | Valve | Ball | Cameron | Orbit | Figure 1123SH RF | 110201920001 | 6", ANSI 150 | FE-FE
Greenville | Coalgate | B32 | 004709 | Ball Valve | Valve | Ball | Cameron | Orbit | Figure 1123SH RF | 110201790001 | 6", ANSI 150 | FE-FE
Houston | Conroe | B32 | 003243 | Ball Valve | Valve | Ball | Cameron | Orbit | Figure 1123SH RF | 110201470001 | 6", ANSI 150 | FE-FE
Houston | Grapeland | B32 | 003454 | Ball Valve | Valve | Ball | Cameron | Orbit | Figure 1123SH RF | 110202000001 | 6", ANSI 150 | FE-FE |  | 50990-6C08-01
Port Arthur | Hankamer | B32 | 002889 | Ball Valve | Valve | Ball | Cameron | Orbit | Figure 1123SH RF | 11020120009 | 6", ANSI 150 | FE-FE
Wood River | Rolla | B32 | 006234 | Ball Valve | Valve | Ball | Cameron | Orbit | Figure 1123SH RF | 11020184000-5 | 6", ANSI 150 | FE-FE |  | 50990-6K08-02
Wood River | Weldon Spring | B32 | 006441 | Ball Valve | Valve | Ball | Cameron | Orbit | Figure 1123SH RF |  | 6", ANSI 150 | FE-FE
Glenpool | Okmulgee | B33 | 004928 | Ball Valve | Valve | Ball | Cameron | Orbit | Figure 1123SH RF | 110201600001 | 4", ANSI 150 | FE-FE |  | 50990-6G08-01
Glenpool | Claremore | B33 | 005572 | Ball Valve | Valve | Ball | Cameron | Orbit | Figure 1123SH RF | 110201530003 | 4", ANSI 150 | FE-FE |  | 50990-6H08-01
Glenpool | Joplin | B33 | 005818 | Ball Valve | Valve | Ball | Cameron | Orbit | Figure 1123SH RF | 110201120002 | 4", ANSI 150 | FE-FE |  | 50990-6I08-01
Glenpool | Springfield | B33 | 006028 | Ball Valve | Valve | Ball | Cameron | Orbit | Figure 1123SH RF | 11020172000-3 | 4", ANSI 150 | FE-FE |  | 50990-6J08-01
Greenville | Mabank | B33 | 003674 | Ball Valve | Valve | Ball | Cameron | Orbit | Figure 1123SH RF | 110201660005 | 4", ANSI 150 | FE-FE
Greenville | Bonham | B33 | 004189 | Ball Valve | Valve | Ball | Cameron | Orbit | Figure 1123SH RF | 110201910003 | 4", ANSI 150 | FE-FE
Greenville | Coalgate | B33 | 004710 | Ball Valve | Valve | Ball | Cameron | Orbit | Figure 1123SH RF | 110201780003 | 4", ANSI 150 | FE-FE
Houston | Conroe | B33 | 003244 | Ball Valve | Valve | Ball | Cameron | Orbit | Figure 1123SH RF | 110201460002 | 4", ANSI 150 | FE-FE
Houston | Grapeland | B33 | 003455 | Ball Valve | Valve | Ball | Cameron | Orbit | Figure 1123SH RF | 110201990001 | 4", ANSI 150 | FE-FE |  | 50990-6C08-01
Port Arthur | Hankamer | B33 | 002890 | Ball Valve | Valve | Ball | Cameron | Orbit | Figure 1123SH RF | 11021190003 | 4", ANSI 150 | FE-FE
Wood River | Rolla | B33 | 006235 | Ball Valve | Valve | Ball | Cameron | Orbit | Figure 1123SH RF | 112020185000-1 | 4", ANSI 150 | FE-FE |  | 50990-6K08-02
Wood River | Weldon Spring | B33 | 006442 | Ball Valve | Valve | Ball | Cameron | Orbit | Figure 1123SH RF |  | 4", ANSI 150 | FE-FE
Glenpool | Okmulgee | B35 | 004929 | Ball Valve | Valve | Ball | Cameron | Orbit | Figure 1133H RF | 110000428004 | 2"x1 11/16", ANSI 150 | FE-FE
Glenpool | Claremore | B35 | 005573 | Ball Valve | Valve | Ball | Cameron | Orbit | Figure 1133H RF | 110247190010 | 2"x1 11/16", ANSI 150 | FE-FE
Glenpool | Joplin | B35 | 005819 | Ball Valve | Valve | Ball | Cameron | Orbit | Figure 1133H RF | 110247190002 | 2"x1 11/16", ANSI 150 | FE-FE
Glenpool | Springfield | B35 | 006029 | Ball Valve | Valve | Ball | Cameron | Orbit | Figure 1133H RF | JA1015561 | 2"x1 11/16", ANSI 150 | FE-FE
Greenville | Mabank | B35 | 003675 | Ball Valve | Valve | Ball | Cameron | Orbit | Figure 1133H RF | 110149570007 | 2"x1 11/16", ANSI 150 | FE-FE
Greenville | Bonham | B35 | 004190 | Ball Valve | Valve | Ball | Cameron | Orbit | Figure 1133H RF | 110159280001 | 2"x1 11/16", ANSI 150 | FE-FE |  | 22647
Greenville | Coalgate | B35 | 004711 | Ball Valve | Valve | Ball | Cameron | Orbit | Figure 1133H RF | 11049570003 | 2"x1 11/16", ANSI 150 | FE-FE |  | 22647
Houston | Conroe | B35 | 003245 | Ball Valve | Valve | Ball | Cameron | Orbit | Figure 1133H RF | 110003820004 | 2"x1 11/16", ANSI 150 | FE-FE
Houston | Grapeland | B35 | 003456 | Ball Valve | Valve | Ball | Cameron | Orbit | Figure 1133H RF | 805126? | 2"x1 11/16", ANSI 150 | FE-FE |  | 50990-6064-00
Port Arthur | Hankamer | B35 | 002891 | Ball Valve | Valve | Ball | Cameron | Orbit | Figure 1133H RF | JA966357 | 2"x1 11/16", ANSI 150 | FE-FE
Wood River | Rolla | B35 | 006236 | Ball Valve | Valve | Ball | Cameron | Orbit | Figure 1133H RF | 805128 | 2"x1 11/16", ANSI 150 | FE-FE
Wood River | Weldon Spring | B35 | 006443 | Ball Valve | Valve | Ball | Cameron | Orbit | Figure 1133H RF |  | 2"x1 11/16", ANSI 150 | FE-FE
Glenpool | Okmulgee | B36 | 004930 | Ball Valve | Valve | Ball | Cameron | Orbit | Figure 1123SH RF | 110201530001 | 4", ANSI 150 | FE-FE |  | 50990-6G08-01
Glenpool | Claremore | B36 | 005574 | Ball Valve | Valve | Ball | Cameron | Orbit | Figure 1123SH RF | 110201530004 | 4", ANSI 150 | FE-FE |  | 50990-6H08-01
Glenpool | Joplin | B36 | 005820 | Ball Valve | Valve | Ball | Cameron | Orbit | Figure 1123SH RF | 110201120001 | 4", ANSI 150 | FE-FE |  | 50990-6I08-01
Glenpool | Springfield | B36 | 006030 | Ball Valve | Valve | Ball | Cameron | Orbit | Figure 1123SH RF | 11020172000-2 | 4", ANSI 150 | FE-FE |  | 50990-6J08-01
Greenville | Mabank | B36 | 003676 | Ball Valve | Valve | Ball | Cameron | Orbit | Figure 1123SH RF | 110201660002 | 4", ANSI 150 | FE-FE
Greenville | Bonham | B36 | 004191 | Ball Valve | Valve | Ball | Cameron | Orbit | Figure 1123SH RF | 110201910002 | 4", ANSI 150 | FE-FE
Greenville | Coalgate | B36 | 004712 | Ball Valve | Valve | Ball | Cameron | Orbit | Figure 1123SH RF | 110201780001 | 4", ANSI 150 | FE-FE
Houston | Conroe | B36 | 003246 | Ball Valve | Valve | Ball | Cameron | Orbit | Figure 1123SH RF | 110201460005 | 4", ANSI 150 | FE-FE
Houston | Grapeland | B36 | 003457 | Ball Valve | Valve | Ball | Cameron | Orbit | Figure 1123SH RF | 110201990003 | 4", ANSI 150 | FE-FE
Port Arthur | Hankamer | B36 | 002892 | Ball Valve | Valve | Ball | Cameron | Orbit | Figure 1123SH RF | 110201170008 | 4", ANSI 150 | FE-FE
Wood River | Rolla | B36 | 006237 | Ball Valve | Valve | Ball | Cameron | Orbit | Figure 1123SH RF | 11020184000-3 | 4", ANSI 150 | FE-FE |  | 50990-6K08-02
Wood River | Weldon Spring | B36 | 006444 | Ball Valve | Valve | Ball | Cameron | Orbit | Figure 1123SH RF |  | 4", ANSI 150 | FE-FE
Glenpool | Okmulgee | B37 | 004931 | Ball Valve | Valve | Ball | Cameron | Orbit | Figure 1123SH RF | 110201600002 | 4", ANSI 150 | FE-FE |  | 50990-6G08-01
Glenpool | Claremore | B37 | 005575 | Ball Valve | Valve | Ball | Cameron | Orbit | Figure 1123SH RF | 110201530002 | 4", ANSI 150 | FE-FE |  | 50990-6H08-01
Glenpool | Joplin | B37 | 005821 | Ball Valve | Valve | Ball | Cameron | Orbit | Figure 1123SH RF | 110201120004 | 4", ANSI 150 | FE-FE |  | 50990-6I08-01
Glenpool | Springfield | B37 | 006031 | Ball Valve | Valve | Ball | Cameron | Orbit | Figure 1123SH RF | 11020172000-5 | 4", ANSI 150 | FE-FE |  | 50990-6J08-01
Greenville | Mabank | B37 | 003677 | Ball Valve | Valve | Ball | Cameron | Orbit | Figure 1123SH RF | 110201660004 | 4", ANSI 150 | FE-FE
Greenville | Bonham | B37 | 004192 | Ball Valve | Valve | Ball | Cameron | Orbit | Figure 1123SH RF | 110201910005 | 4", ANSI 150 | FE-FE
Greenville | Coalgate | B37 | 004713 | Ball Valve | Valve | Ball | Cameron | Orbit | Figure 1123SH RF | 110201780002 | 4", ANSI 150 | FE-FE
Houston | Conroe | B37 | 003247 | Ball Valve | Valve | Ball | Cameron | Orbit | Figure 1123SH RF | 110201460001 | 4", ANSI 150 | FE-FE
Houston | Grapeland | B37 | 003458 | Ball Valve | Valve | Ball | Cameron | Orbit | Figure 1123SH RF | 110201990002 | 4", ANSI 150 | FE-FE
Port Arthur | Hankamer | B37 | 002893 | Ball Valve | Valve | Ball | Cameron | Orbit | Figure 1123SH RF | 110201190002 | 4", ANSI 150 | FE-FE
Wood River | Rolla | B37 | 006238 | Ball Valve | Valve | Ball | Cameron | Orbit | Figure 1123SH RF | 11020184000-1 | 4", ANSI 150 | FE-FE |  | 50990-6K08-02
Wood River | Weldon Spring | B37 | 006445 | Ball Valve | Valve | Ball | Cameron | Orbit | Figure 1123SH RF |  | 4", ANSI 150 | FE-FE
Glenpool | Okmulgee | B38 | 004932 | Ball Valve | Valve | Ball | Cameron | Orbit | Figure 1133H RF | 110000428002 | 2"x1 11/16", ANSI 150 | FE-FE
Glenpool | Claremore | B38 | 005576 | Ball Valve | Valve | Ball | Cameron | Orbit | Figure 1133H RF | 110247190006 | 2"x1 11/16", ANSI 150 | FE-FE
Glenpool | Joplin | B38 | 005822 | Ball Valve | Valve | Ball | Cameron | Orbit | Figure 1133H RF | 110247190003 | 2"x1 11/16", ANSI 150 | FE-FE
Glenpool | Springfield | B38 | 006032 | Ball Valve | Valve | Ball | Cameron | Orbit | Figure 1133H RF |  | 2"x1 11/16", ANSI 150 | FE-FE
Greenville | Mabank | B38 | 003678 | Ball Valve | Valve | Ball | Cameron | Orbit | Figure 1133H RF |  | 2"x1 11/16", ANSI 150 | FE-FE
Greenville | Bonham | B38 | 004193 | Ball Valve | Valve | Ball | Cameron | Orbit | Figure 1133H RF |  | 2"x1 11/16", ANSI 150 | FE-FE
Greenville | Coalgate | B38 | 004714 | Ball Valve | Valve | Ball | Cameron | Orbit | Figure 1133H RF |  | 2"x1 11/16", ANSI 150 | FE-FE
Houston | Conroe | B38 | 003248 | Ball Valve | Valve | Ball | Cameron | Orbit | Figure 1133H RF |  | 2"x1 11/16", ANSI 150 | FE-FE
Houston | Grapeland | B38 | 003459 | Ball Valve | Valve | Ball | Cameron | Orbit | Figure 1133H RF |  | 2"x1 11/16", ANSI 150 | FE-FE
Port Arthur | Hankamer | B38 | 002894 | Ball Valve | Valve | Ball | Cameron | Orbit | Figure 1133H RF | 110201190004 | 2"x1 11/16", ANSI 150 | FE-FE
Wood River | Rolla | B38 | 006239 | Ball Valve | Valve | Ball | Cameron | Orbit | Figure 1133H RF | 11020184000-2 | 2"x1 11/16", ANSI 150 | FE-FE |  | 50990-6K08-02
Wood River | Weldon Spring | B38 | 006446 | Ball Valve | Valve | Ball | Cameron | Orbit | Figure 1133H RF |  | 2"x1 11/16", ANSI 150 | FE-FE
Glenpool | Okmulgee | B39 | 004933 | Ball Valve | Valve | Ball | Cameron | Orbit | Figure 1123SH RF | 110201600003 | 4", ANSI 150 | FE-FE |  | 50990-6G08-01
Glenpool | Claremore | B39 | 005577 | Ball Valve | Valve | Ball | Cameron | Orbit | Figure 1123SH RF | 110201530005 | 4", ANSI 150 | FE-FE |  | 50990-6H08-01
Glenpool | Joplin | B39 | 005823 | Ball Valve | Valve | Ball | Cameron | Orbit | Figure 1123SH RF | 110201120005 | 4", ANSI 150 | FE-FE |  | 50990-6I08-01
Glenpool | Springfield | B39 | 006033 | Ball Valve | Valve | Ball | Cameron | Orbit | Figure 1123SH RF | 11020172000-4 | 4", ANSI 150 | FE-FE |  | 50990-6J08-01
Greenville | Mabank | B39 | 003679 | Ball Valve | Valve | Ball | Cameron | Orbit | Figure 1123SH RF | 110201660003 | 4", ANSI 150 | FE-FE
Greenville | Bonham | B39 | 004194 | Ball Valve | Valve | Ball | Cameron | Orbit | Figure 1123SH RF | 110201910004 | 4", ANSI 150 | FE-FE
Greenville | Coalgate | B39 | 004715 | Ball Valve | Valve | Ball | Cameron | Orbit | Figure 1123SH RF | 110201780004 | 4", ANSI 150 | FE-FE
Houston | Conroe | B39 | 003249 | Ball Valve | Valve | Ball | Cameron | Orbit | Figure 1123SH RF | 10201440008 | 4", ANSI 150 | FE-FE
Houston | Grapeland | B39 | 003460 | Ball Valve | Valve | Ball | Cameron | Orbit | Figure 1123SH RF | 110201990004 | 4", ANSI 150 | FE-FE |  | 50990-6C08-01
Port Arthur | Hankamer | B39 | 002895 | Ball Valve | Valve | Ball | Cameron | Orbit | Figure 1123SH RF | 110201170003 | 4", ANSI 150 | FE-FE
Wood River | Rolla | B39 | 006240 | Ball Valve | Valve | Ball | Cameron | Orbit | Figure 1123SH RF | 11020184000-4 | 4", ANSI 150 | FE-FE |  | 50990-6K08-02
Wood River | Weldon Spring | B39 | 006447 | Ball Valve | Valve | Ball | Cameron | Orbit | Figure 1123SH RF |  | 4", ANSI 150 | FE-FE
Glenpool | Okmulgee | B40 | 004934 | Ball Valve | Valve | Ball | Cameron | Orbit | Figure 1433H RF | 110001186006 | 2"x1 11/16", ANSI 150 | FE-FE
Glenpool | Claremore | B40 | 005578 | Ball Valve | Valve | Ball | Cameron | Orbit | Figure 1433H RF | 110221410002 | 2"x1 11/16", ANSI 150 | FE-FE
Glenpool | Joplin | B40 | 005824 | Ball Valve | Valve | Ball | Cameron | Orbit | Figure 1433H RF | 110221410004 | 2"x1 11/16", ANSI 150 | FE-FE
Glenpool | Springfield | B40 | 006034 | Ball Valve | Valve | Ball | Cameron | Orbit | Figure 1433H RF | JA983236 | 2"x1 11/16", ANSI 150 | FE-FE
Greenville | Mabank | B40 | 003680 | Ball Valve | Valve | Ball | Cameron | Orbit | Figure 1433H RF | 110231480002 | 2"x1 11/16", ANSI 150 | FE-FE |  | 22647
Greenville | Bonham | B40 | 004195 | Ball Valve | Valve | Ball | Cameron | Orbit | Figure 1433H RF | 110000543002 | 2"x1 11/16", ANSI 150 | FE-FE |  | 22647
Greenville | Coalgate | B40 | 004716 | Ball Valve | Valve | Ball | Cameron | Orbit | Figure 1433H RF | 110000931003 | 2"x1 11/16", ANSI 150 | FE-FE |  | 22647
Houston | Conroe | B40 | 003250 | Ball Valve | Valve | Ball | Cameron | Orbit | Figure 1433H RF | 110000910009 | 2"x1 11/16", ANSI 150 | FE-FE
Houston | Grapeland | B40 | 003461 | Ball Valve | Valve | Ball | Cameron | Orbit | Figure 1433H RF | 110000910013 | 2"x1 11/16", ANSI 150 | FE-FE
Port Arthur | Hankamer | B40 | 002896 | Ball Valve | Valve | Ball | Cameron | Orbit | Figure 1433H RF | 110001192005 | 2"x1 11/16", ANSI 150 | FE-FE
Wood River | Rolla | B40 | 006241 | Ball Valve | Valve | Ball | Cameron | Orbit | Figure 1433H RF | 1208946 | 2"x1 11/16", ANSI 150 | FE-FE
Wood River | Weldon Spring | B40 | 006448 | Ball Valve | Valve | Ball | Cameron | Orbit | Figure 1433H RF |  | 2"x1 11/16", ANSI 150 | FE-FE
Glenpool | Okmulgee | B42 | 004935 | Ball Valve | Valve | Ball | Cameron | Orbit | Figure 1423H RF | 110201580006 | 4", ANSI 600 | FE-FE |  | 50990-6G08-01
Glenpool | Claremore | B42 | 005579 | Ball Valve | Valve | Ball | Cameron | Orbit | Figure 1423H RF | 110201510003 | 4", ANSI 600 | FE-FE |  | 50990-6H08-01
Glenpool | Joplin | B42 | 005825 | Ball Valve | Valve | Ball | Cameron | Orbit | Figure 1423H RF | 110201100005 | 4", ANSI 600 | FE-FE |  | 50990-6I08-01
Glenpool | Springfield | B42 | 006035 | Ball Valve | Valve | Ball | Cameron | Orbit | Figure 1423H RF | 1102017000-5 | 4", ANSI 600 | FE-FE
Greenville | Mabank | B42 | 003681 | Ball Valve | Valve | Ball | Cameron | Orbit | Figure 1423H RF | 110201640007 | 4", ANSI 600 | FE-FE
Greenville | Bonham | B42 | 004196 | Ball Valve | Valve | Ball | Cameron | Orbit | Figure 1423H RF | 110201890003 | 4", ANSI 600 | FE-FE
Greenville | Coalgate | B42 | 004717 | Ball Valve | Valve | Ball | Cameron | Orbit | Figure 1423H RF | 110201760006 | 4", ANSI 600 | FE-FE
Houston | Conroe | B42 | 003251 | Ball Valve | Valve | Ball | Cameron | Orbit | Figure 1423H RF | 10201440002 | 4", ANSI 600 | FE-FE
Houston | Grapeland | B42 | 003462 | Ball Valve | Valve | Ball | Cameron | Orbit | Figure 1423H RF | 110201970005 | 4", ANSI 600 | FE-FE |  | 50990-6C08-01
Port Arthur | Hankamer | B42 | 002897 | Ball Valve | Valve | Ball | Cameron | Orbit | Figure 1423H RF | 110201170004 | 4", ANSI 600 | FE-FE
Wood River | Rolla | B42 | 006242 | Ball Valve | Valve | Ball | Cameron | Orbit | Figure 1423H RF | 11020182000-4 | 4", ANSI 600 | FE-FE |  | 50990-6K08-02
Wood River | Weldon Spring | B42 | 006449 | Ball Valve | Valve | Ball | Cameron | Orbit | Figure 1423H RF |  | 4", ANSI 600 | FE-FE
Glenpool | Okmulgee | B43 | 004936 | Ball Valve | Valve | Ball | Cameron | Orbit | Figure 1423H RF | 110201580008 | 4", ANSI 600 | FE-FE |  | 50990-6G08-01
Glenpool | Claremore | B43 | 005580 | Ball Valve | Valve | Ball | Cameron | Orbit | Figure 1423H RF | 110201510005 | 4", ANSI 600 | FE-FE |  | 50990-6H08-01
Glenpool | Joplin | B43 | 005826 | Ball Valve | Valve | Ball | Cameron | Orbit | Figure 1423H RF | 110201100007 | 4", ANSI 600 | FE-FE |  | 50990-6I08-01
Glenpool | Springfield | B43 | 006036 | Ball Valve | Valve | Ball | Cameron | Orbit | Figure 1423H RF | 1102017000-6 | 4", ANSI 600 | FE-FE
Greenville | Mabank | B43 | 003682 | Ball Valve | Valve | Ball | Cameron | Orbit | Figure 1423H RF | 110201640005 | 4", ANSI 600 | FE-FE
Greenville | Bonham | B43 | 004197 | Ball Valve | Valve | Ball | Cameron | Orbit | Figure 1423H RF | 110201890006 | 4", ANSI 600 | FE-FE
Greenville | Coalgate | B43 | 004718 | Ball Valve | Valve | Ball | Cameron | Orbit | Figure 1423H RF | 110201780005 | 4", ANSI 600 | FE-FE
Houston | Conroe | B43 | 003252 | Ball Valve | Valve | Ball | Cameron | Orbit | Figure 1423H RF | 1021440006 | 4", ANSI 600 | FE-FE
Houston | Grapeland | B43 | 003463 | Ball Valve | Valve | Ball | Cameron | Orbit | Figure 1423H RF | 110201970008 | 4", ANSI 600 | FE-FE |  | 50990-6C08-01
Port Arthur | Hankamer | B43 | 002898 | Ball Valve | Valve | Ball | Cameron | Orbit | Figure 1423H RF | 110201170001 | 4", ANSI 600 | FE-FE
Wood River | Rolla | B43 | 006243 | Ball Valve | Valve | Ball | Cameron | Orbit | Figure 1423H RF | 11020182000-6 | 4", ANSI 600 | FE-FE |  | 50990-6K08-02
Wood River | Weldon Spring | B43 | 006450 | Ball Valve | Valve | Ball | Cameron | Orbit | Figure 1423H RF |  | 4", ANSI 600 | FE-FE
Glenpool | Okmulgee | B44 | 004937 | Ball Valve | Valve | Ball | Cameron | Orbit | Figure 1423H RF | 110201580007 | 4", ANSI 600 | FE-FE |  | 50990-6G08-01
Glenpool | Claremore | B44 | 005581 | Ball Valve | Valve | Ball | Cameron | Orbit | Figure 1423H RF | 110201510002 | 4", ANSI 600 | FE-FE |  | 50990-6H08-01
Glenpool | Joplin | B44 | 005827 | Ball Valve | Valve | Ball | Cameron | Orbit | Figure 1423H RF | 110201100001 | 4", ANSI 600 | FE-FE |  | 50990-6I08-01
Glenpool | Springfield | B44 | 006037 | Ball Valve | Valve | Ball | Cameron | Orbit | Figure 1423H RF | 11020170000-7 | 4", ANSI 600 | FE-FE |  | 50990-6J08-01
Greenville | Mabank | B44 | 003683 | Ball Valve | Valve | Ball | Cameron | Orbit | Figure 1423H RF | 110201640006 | 4", ANSI 600 | FE-FE
Greenville | Bonham | B44 | 004198 | Ball Valve | Valve | Ball | Cameron | Orbit | Figure 1423H RF | 110201890004 | 4", ANSI 600 | FE-FE
Greenville | Coalgate | B44 | 004719 | Ball Valve | Valve | Ball | Cameron | Orbit | Figure 1423H RF | 110201760001 | 4", ANSI 600 | FE-FE
Houston | Conroe | B44 | 003253 | Ball Valve | Valve | Ball | Cameron | Orbit | Figure 1423H RF | 110201460004 | 4", ANSI 600 | FE-FE
Houston | Grapeland | B44 | 003464 | Ball Valve | Valve | Ball | Cameron | Orbit | Figure 1423H RF | 110201970004 | 4", ANSI 600 | FE-FE |  | 50990-6C08-01
Port Arthur | Hankamer | B44 | 002899 | Ball Valve | Valve | Ball | Cameron | Orbit | Figure 1423H RF | 110201190001 | 4", ANSI 600 | FE-FE
Wood River | Rolla | B44 | 006244 | Ball Valve | Valve | Ball | Cameron | Orbit | Figure 1423H RF | 11020182000-1 | 4", ANSI 600 | FE-FE |  | 50990-6K08-02
Wood River | Weldon Spring | B44 | 006451 | Ball Valve | Valve | Ball | Cameron | Orbit | Figure 1423H RF |  | 4", ANSI 600 | FE-FE
Glenpool | Okmulgee | B46 | 004938 | Gate Valve | Valve | Gate | Velan | Velan | Figure F15-0064C-02TY | None | 8", ANSI 150 | FE-FE |  | 50990-6063-00
Glenpool | Claremore | B46 | 005582 | Gate Valve | Valve | Gate | Velan | Velan | Figure F15-0064C-02TY |  | 8", ANSI 150 | FE-FE |  | 50990-6063-00
Glenpool | Joplin | B46 | 005828 | Gate Valve | Valve | Gate | Velan | Velan | Figure F15-0064C-02TY |  | 8", ANSI 150 | FE-FE |  | 50990-6063-00
Glenpool | Springfield | B46 | 006038 | Gate Valve | Valve | Gate | Velan | Velan | Figure F15-0064C-02TY | JF87804 | 8", ANSI 150 | FE-FE
Greenville | Mabank | B46 | 003684 | Gate Valve | Valve | Gate | Velan | Velan | Figure F15-0064C-02TY | None | 8", ANSI 150 | FE-FE
Greenville | Bonham | B46 | 004199 | Gate Valve | Valve | Gate | Velan | Velan | Figure F15-0064C-02TY | None | 8", ANSI 150 | FE-FE
Greenville | Coalgate | B46 | 004720 | Gate Valve | Valve | Gate | Velan | Velan | Figure F15-0064C-02TY | None | 8", ANSI 150 | FE-FE
Houston | Conroe | B46 | 003254 | Gate Valve | Valve | Gate | Velan | Velan | Figure F15-0064C-02TY | None | 8", ANSI 150 | FE-FE
Houston | Grapeland | B46 | 003465 | Gate Valve | Valve | Gate | Velan | Velan | Figure F15-0064C-02TY | None | 8", ANSI 150 | FE-FE
Port Arthur | Hankamer | B46 | 002900 | Gate Valve | Valve | Gate | Velan | Velan | Figure F15-0064C-02TY | None | 8", ANSI 150 | FE-FE
Wood River | Rolla | B46 | 006245 | Gate Valve | Valve | Gate | Velan | Velan | Figure F15-0064C-02TY |  | 8", ANSI 150 | FE-FE |  | 50990-6063-00
Wood River | Weldon Spring | B46 | 006452 | Gate Valve | Valve | Gate | Velan | Velan | Figure F15-0064C-02TY |  | 8", ANSI 150 | FE-FE
Glenpool | Okmulgee | B47 | 004939 | Gate Valve | Valve | Gate | Velan | Velan | Figure F15-0064C-02TY | None | 8", ANSI 150 | FE-FE |  | 50990-6063-00
Glenpool | Claremore | B47 | 005583 | Gate Valve | Valve | Gate | Velan | Velan | Figure F15-0064C-02TY |  | 8", ANSI 150 | FE-FE |  | 50990-6003-00
Glenpool | Joplin | B47 | 005829 | Gate Valve | Valve | Gate | Velan | Velan | Figure F15-0064C-02TY |  | 8", ANSI 150 | FE-FE |  | 50990-6063-00
Glenpool | Springfield | B47 | 006039 | Gate Valve | Valve | Gate | Velan | Velan | Figure F15-0064C-02TY | JF86H13 | 8", ANSI 150 | FE-FE
Greenville | Mabank | B47 | 003685 | Gate Valve | Valve | Gate | Velan | Velan | Figure F15-0064C-02TY | None | 8", ANSI 150 | FE-FE
Greenville | Bonham | B47 | 004200 | Gate Valve | Valve | Gate | Velan | Velan | Figure F15-0064C-02TY | None | 8", ANSI 150 | FE-FE
Greenville | Coalgate | B47 | 004721 | Gate Valve | Valve | Gate | Velan | Velan | Figure F15-0064C-02TY | None | 8", ANSI 150 | FE-FE
Houston | Conroe | B47 | 003255 | Gate Valve | Valve | Gate | Velan | Velan | Figure F15-0064C-02TY | None | 8", ANSI 150 | FE-FE
Houston | Grapeland | B47 | 003466 | Gate Valve | Valve | Gate | Velan | Velan | Figure F15-0064C-02TY | None | 8", ANSI 150 | FE-FE
Port Arthur | Hankamer | B47 | 002901 | Gate Valve | Valve | Gate | Velan | Velan | Figure F15-0064C-02TY | None | 8", ANSI 150 | FE-FE
Wood River | Rolla | B47 | 006246 | Gate Valve | Valve | Gate | Velan | Velan | Figure F15-0064C-02TY |  | 8", ANSI 150 | FE-FE |  | 50990-6063-00
Wood River | Weldon Spring | B47 | 006453 | Gate Valve | Valve | Gate | Velan | Velan | Figure F15-0064C-02TY |  | 8", ANSI 150 | FE-FE
Glenpool | Okmulgee | B48 | 004940 | Ball Valve | Valve | Ball | Cameron | Orbit | Figure 1123SH RF | 110201600004 | 4", ANSI 150 | FE-FE |  | 50990-6G08-01
Glenpool | Claremore | B48 | 005584 | Ball Valve | Valve | Ball | Cameron | Orbit | Figure 1123SH RF |  | 4", ANSI 150 | FE-FE
Glenpool | Joplin | B48 | 005830 | Ball Valve | Valve | Ball | Cameron | Orbit | Figure 1123SH RF | 110201120003 | 4", ANSI 150 | FE-FE
Glenpool | Springfield | B48 | 006040 | Ball Valve | Valve | Ball | Cameron | Orbit | Figure 1123SH RF | 11020172000-1 | 4", ANSI 150 | FE-FE
Greenville | Mabank | B48 | 003686 | Ball Valve | Valve | Ball | Cameron | Orbit | Figure 1123SH RF |  | 4", ANSI 150 | FE-FE
Greenville | Bonham | B48 | 004201 | Ball Valve | Valve | Ball | Cameron | Orbit | Figure 1123SH RF |  | 4", ANSI 150 | FE-FE
Greenville | Coalgate | B48 | 004722 | Ball Valve | Valve | Ball | Cameron | Orbit | Figure 1123SH RF |  | 4", ANSI 150 | FE-FE
Houston | Conroe | B48 | 003256 | Ball Valve | Valve | Ball | Cameron | Orbit | Figure 1123SH RF |  | 4", ANSI 150 | FE-FE
Houston | Grapeland | B48 | 003467 | Ball Valve | Valve | Ball | Cameron | Orbit | Figure 1123SH RF |  | 4", ANSI 150 | FE-FE
Port Arthur | Hankamer | B48 | 002902 | Ball Valve | Valve | Ball | Cameron | Orbit | Figure 1123SH RF | 110201190005 | 4", ANSI 150 | FE-FE
Wood River | Rolla | B48 | 006247 | Ball Valve | Valve | Ball | Cameron | Orbit | Figure 1123SH RF |  | 4", ANSI 150 | FE-FE
Wood River | Weldon Spring | B48 | 006454 | Ball Valve | Valve | Ball | Cameron | Orbit | Figure 1123SH RF |  | 4", ANSI 150 | FE-FE
Glenpool | Claremore | BS | 009090 | 24VDC Battery Cells | Battery Cells | 24VDC
Glenpool | Joplin | BS | 009132 | 24VDC Battery Cells | Battery Cells | 24VDC
Glenpool | Okmulgee | BS | 009048 | 24VDC Battery Cells | Battery Cells | 24VDC
Glenpool | Springfield | BS | 009174 | 24VDC Battery Cells | Battery Cells | 24VDC
Greenville | Bonham | BS | 008954 | 24VDC Battery Cells | Battery Cells | 24VDC
Greenville | Coalgate | BS | 009001 | 24VDC Battery Cells | Battery Cells | 24VDC
Greenville | Mabank | BS | 008907 | 24VDC Battery Cells | Battery Cells | 24VDC
Houston | Conroe | BS | 008813 | 24VDC Battery Cells | Battery Cells | 24VDC
Houston | Grapeland | BS | 008860 | 24VDC Battery Cells | Battery Cells | 24VDC
Port Arthur | Hankamer | BS | 008767 | 24VDC Battery Cells | Battery Cells | 24VDC
Wood River | Rolla | BS | 009216 | 24VDC Battery Cells | Battery Cells | 24VDC
Wood River | Weldon Spring | BS | 009258 | 24VDC Battery Cells | Battery Cells | 24VDC
Glenpool | Okmulgee | BS | 004941 | 24VDC Battery Charger | Battery Charger | 24VDC | Alcad | Alcad | TLRF24-125E | 142660
Glenpool | Claremore | BS | 005585 | 24VDC Battery Charger | Battery Charger | 24VDC | Alcad | Alcad | TLRF24-125E | 142655
Glenpool | Joplin | BS | 005831 | 24VDC Battery Charger | Battery Charger | 24VDC | Alcad | Alcad | TLRF24-125E
Glenpool | Springfield | BS | 006041 | 24VDC Battery Charger | Battery Charger | 24VDC | Alcad | Alcad | TLRF24-125E
Greenville | Mabank | BS | 003687 | 24VDC Battery Charger | Battery Charger | 24VDC | Alcad | Alcad | TLRF24-125E
Greenville | Bonham | BS | 004202 | 24VDC Battery Charger | Battery Charger | 24VDC | Alcad | Alcad | TLRF24-125E
Greenville | Coalgate | BS | 004723 | 24VDC Battery Charger | Battery Charger | 24VDC | Alcad | Alcad | TLRF24-125E
Houston | Conroe | BS | 003257 | 24VDC Battery Charger | Battery Charger | 24VDC | Alcad | Alcad | TLRF24-125E
Houston | Grapeland | BS | 003468 | 24VDC Battery Charger | Battery Charger | 24VDC | Alcad | Alcad | TLRF24-125E
Port Arthur | Hankamer | BS | 002903 | 24VDC Battery Charger | Battery Charger | 24VDC | Alcad | Alcad | TLRF24-125E
Wood River | Rolla | BS | 006248 | 24VDC Battery Charger | Battery Charger | 24VDC | Alcad | Alcad | TLRF24-125E
Wood River | Weldon Spring | BS | 006455 | 24VDC Battery Charger | Battery Charger | 24VDC | Alcad | Alcad | TLRF24-125E
Glenpool | Okmulgee | C11 | 004942 | Spring Loaded Check Valve | Valve | Spring Loaded Check | Daniel | Daniel | Undefined | 021100190 | 24", ANSI 600 | FE-FE |  | 50990-6003-00
Greenville | Mabank | C11 | 003688 | Spring Loaded Check Valve | Valve | Spring Loaded Check | Daniel | Daniel | Undefined | 021100186 | 24", ANSI 600 | FE-FE
Greenville | Bonham | C11 | 004203 | Spring Loaded Check Valve | Valve | Spring Loaded Check | Daniel | Daniel | Undefined | 021100189 | 24", ANSI 600 | FE-FE
Greenville | Coalgate | C11 | 004724 | Spring Loaded Check Valve | Valve | Spring Loaded Check | Daniel | Daniel | Undefined | 021800163 | 24", ANSI 600 | FE-FE
Houston | Conroe | C11 | 003258 | Spring Loaded Check Valve | Valve | Spring Loaded Check | Daniel | Daniel | Undefined | 22000174 | 24", ANSI 600 | FE-FE |  | 50990-6003-00
Houston | Grapeland | C11 | 003469 | Spring Loaded Check Valve | Valve | Spring Loaded Check | Daniel | Daniel | Undefined | 22000178 | 24", ANSI 600 | FE-FE |  | 50990-6003-00
Port Arthur | Hankamer | C11 | 002904 | Spring Loaded Check Valve | Valve | Spring Loaded Check | Daniel | Daniel | Undefined | 22000171 | 24", ANSI 600 | FE-FE |  | 50990-6003-00
Glenpool | Claremore | C11 | 005586 | Swing Check Valve | Valve | Spring Loaded Check | Daniel | Daniel | Undefined | 021100182 | 24", ANSI 600 | FE-FE |  | 50990-6063-00
Glenpool | Joplin | C11 | 005832 | Swing Check Valve | Valve | Spring Loaded Check | Daniel | Daniel | Undefined | 021800151 | 24", ANSI 600 | FE-FE |  | 50990-6003-00
Glenpool | Springfield | C11 | 006042 | Swing Check Valve | Valve | Spring Loaded Check | Daniel | Daniel | Undefined | 21800154 | 24", ANSI 600 | FE-FE |  | 50990-6003-00
Wood River | Rolla | C11 | 006249 | Swing Check Valve | Valve | Spring Loaded Check | Daniel | Daniel | Undefined | 21800157 | 24", ANSI 600 | FE-FE |  | 50990-6003-00
Wood River | Weldon Spring | C11 | 006456 | Swing Check Valve | Valve | Spring Loaded Check | Daniel | Daniel | Undefined |  | 24", ANSI 600 | FE-FE
Glenpool | Okmulgee | C16 | 004943 | Spring Loaded Check Valve | Valve | Spring Loaded Check | Daniel | Daniel | Undefined | 021100191 | 24", ANSI 600 | FE-FE |  | 50990-6003-00
Greenville | Mabank | C16 | 003689 | Spring Loaded Check Valve | Valve | Spring Loaded Check | Daniel | Daniel | Undefined | 021100184 | 24", ANSI 600 | FE-FE
Greenville | Bonham | C16 | 004204 | Spring Loaded Check Valve | Valve | Spring Loaded Check | Daniel | Daniel | Undefined | 021100188 | 24", ANSI 600 | FE-FE
Greenville | Coalgate | C16 | 004725 | Spring Loaded Check Valve | Valve | Spring Loaded Check | Daniel | Daniel | Undefined | 021800161 | 24", ANSI 600 | FE-FE
Houston | Conroe | C16 | 003259 | Spring Loaded Check Valve | Valve | Spring Loaded Check | Daniel | Daniel | Undefined | 22000176 | 24", ANSI 600 | FE-FE |  | 50990-6003-00
Houston | Grapeland | C16 | 003470 | Spring Loaded Check Valve | Valve | Spring Loaded Check | Daniel | Daniel | Undefined | 2000177 | 24", ANSI 600 | FE-FE |  | 50990-6003-00
Port Arthur | Hankamer | C16 | 002905 | Spring Loaded Check Valve | Valve | Spring Loaded Check | Daniel | Daniel | Undefined | 22000172 | 24", ANSI 600 | FE-FE |  | 50990-6003-00
Glenpool | Claremore | C16 | 005587 | Swing Check Valve | Valve | Spring Loaded Check | Daniel | Daniel | Undefined | 021100181 | 24", ANSI 600 | FE-FE |  | 50990-6063-00
Glenpool | Joplin | C16 | 005833 | Swing Check Valve | Valve | Spring Loaded Check | Daniel | Daniel | Undefined | 021800150 | 24", ANSI 600 | FE-FE |  | 50990-6003-00
Glenpool | Springfield | C16 | 006043 | Swing Check Valve | Valve | Spring Loaded Check | Daniel | Daniel | Undefined | 21800153 | 24", ANSI 600 | FE-FE |  | 50990-6003-00
Wood River | Rolla | C16 | 006250 | Swing Check Valve | Valve | Spring Loaded Check | Daniel | Daniel | Undefined | 21800155 | 24", ANSI 600 | FE-FE |  | 50990-6003-00
Wood River | Weldon Spring | C16 | 006457 | Swing Check Valve | Valve | Spring Loaded Check | Daniel | Daniel | Undefined |  | 24", ANSI 600 | FE-FE
Glenpool | Okmulgee | C18 | 004944 | Spring Loaded Check Valve | Valve | Spring Loaded Check | Daniel | Daniel | Undefined | 021100192 | 24", ANSI 600 | FE-FE |  | 50990-6003-00
Greenville | Mabank | C18 | 003690 | Spring Loaded Check Valve | Valve | Spring Loaded Check | Daniel | Daniel | Undefined | 021100185 | 24", ANSI 600 | FE-FE
Greenville | Bonham | C18 | 004205 | Spring Loaded Check Valve | Valve | Spring Loaded Check | Daniel | Daniel | Undefined | 021100187 | 24", ANSI 600 | FE-FE
Greenville | Coalgate | C18 | 004726 | Spring Loaded Check Valve | Valve | Spring Loaded Check | Daniel | Daniel | Undefined | 021800162 | 24", ANSI 600 | FE-FE
Houston | Conroe | C18 | 003260 | Spring Loaded Check Valve | Valve | Spring Loaded Check | Daniel | Daniel | Undefined | 22000175 | 24", ANSI 600 | FE-FE |  | 50990-6003-00
Houston | Grapeland | C18 | 003471 | Spring Loaded Check Valve | Valve | Spring Loaded Check | Daniel | Daniel | Undefined | 22000179 | 24", ANSI 600 | FE-FE |  | 50990-6003-00
Port Arthur | Hankamer | C18 | 002906 | Spring Loaded Check Valve | Valve | Spring Loaded Check | Daniel | Daniel | Undefined | 22000173 | 24", ANSI 600 | FE-FE |  | 50990-6003-00
Glenpool | Claremore | C18 | 005588 | Swing Check Valve | Valve | Spring Loaded Check | Daniel | Daniel | Undefined | 021100183 | 24", ANSI 600 | FE-FE |  | 50990-6003-00
Glenpool | Joplin | C18 | 005834 | Swing Check Valve | Valve | Spring Loaded Check | Daniel | Daniel | Undefined | 021500041 | 24", ANSI 600 | FE-FE |  | 50990-6003-00
Glenpool | Springfield | C18 | 006044 | Swing Check Valve | Valve | Spring Loaded Check | Daniel | Daniel | Undefined | 21800152 | 24", ANSI 600 | FE-FE |  | 50990-6003-00
Wood River | Rolla | C18 | 006251 | Swing Check Valve | Valve | Spring Loaded Check | Daniel | Daniel | Undefined | 21800156 | 24", ANSI 600 | FE-FE |  | 50990-6003-00
Wood River | Weldon Spring | C18 | 006458 | Swing Check Valve | Valve | Spring Loaded Check | Daniel | Daniel | Undefined |  | 24", ANSI 600 | FE-FE
Glenpool | Okmulgee | C20 | 004945 | Spring Loaded Check Valve | Valve | Spring Loaded Check | Daniel | Daniel | Undefined | 021300074 | 28", ANSI 600 | FE-FE |  | 50990-6003-00
Greenville | Mabank | C20 | 003691 | Spring Loaded Check Valve | Valve | Spring Loaded Check | Daniel | Daniel | Undefined | 022400041 | 28", ANSI 600 | FE-FE
Greenville | Bonham | C20 | 004206 | Spring Loaded Check Valve | Valve | Spring Loaded Check | Daniel | Daniel | Undefined | 022400039 | 28", ANSI 600 | FE-FE
Greenville | Coalgate | C20 | 004727 | Spring Loaded Check Valve | Valve | Spring Loaded Check | Daniel | Daniel | Undefined | 022300001 | 28", ANSI 600 | FE-FE
Houston | Conroe | C20 | 003261 | Spring Loaded Check Valve | Valve | Spring Loaded Check | Daniel | Daniel | Undefined | 22400036 | 28", ANSI 600 | FE-FE |  | 50990-6003-00
Houston | Grapeland | C20 | 003472 | Spring Loaded Check Valve | Valve | Spring Loaded Check | Daniel | Daniel | Undefined | 22400038 | 28", ANSI 600 | FE-FE |  | 50990-6003-00
Port Arthur | Hankamer | C20 | 002907 | Spring Loaded Check Valve | Valve | Spring Loaded Check | Daniel | Daniel | Undefined | 2240034 | 28", ANSI 600 | FE-FE |  | 50990-6003-00
Glenpool | Claremore | C20 | 005589 | Swing Check Valve | Valve | Spring Loaded Check | Daniel | Daniel | Undefined | 021300071 | 24", ANSI 600 | FE-FE |  | 50990-6003-00
Glenpool | Joplin | C20 | 005835 | Swing Check Valve | Valve | Spring Loaded Check | Daniel | Daniel | Undefined | 021700072 | 24", ANSI 600 | FE-FE |  | 50990-6003-00
Glenpool | Springfield | C20 | 006045 | Swing Check Valve | Valve | Spring Loaded Check | Daniel | Daniel | Undefined | 02170007-3 | 24", ANSI 600 | FE-FE |  | 50990-6003-00
Wood River | Rolla | C20 | 006252 | Swing Check Valve | Valve | Spring Loaded Check | Daniel | Daniel | Undefined | 21700076 | 24", ANSI 600 | FE-FE |  | 50990-6003-00
Wood River | Weldon Spring | C20 | 006459 | Swing Check Valve | Valve | Spring Loaded Check | Daniel | Daniel | Undefined |  | 24", ANSI 600 | FE-FE
Glenpool | Okmulgee | C22 | 004946 | Swing Check Valve | Valve | Swing Check | Dresser Flow Control | Wheatley | Figure 1565 | 28136658-1 | 6", ANSI 600 | FE-FE |  | 50990-6064-00
Glenpool | Claremore | C22 | 005590 | Swing Check Valve | Valve | Swing Check | Dresser Flow Control | Wheatley | Figure 1565 | 28136657-1 | 6", ANSI 600 | FE-FE |  | 50990-6003-00
Glenpool | Joplin | C22 | 005836 | Swing Check Valve | Valve | Swing Check | Dresser Flow Control | Wheatley | Figure 1565 | 28136656-1 | 6", ANSI 600 | FE-FE |  | 50990-6064-00
Glenpool | Springfield | C22 | 006046 | Swing Check Valve | Valve | Swing Check | Dresser Flow Control | Wheatley | Figure 1565 | 28136659-1 | 6", ANSI 600 | FE-FE |  | 50990-6064-00
Greenville | Mabank | C22 | 003692 | Swing Check Valve | Valve | Swing Check | Dresser Flow Control | Wheatley | Figure 1565 | 28136653-1 | 6", ANSI 600 | FE-FE
Greenville | Bonham | C22 | 004207 | Swing Check Valve | Valve | Swing Check | Dresser Flow Control | Wheatley | Figure 1565 | 28136654-1 | 6", ANSI 600 | FE-FE
Greenville | Coalgate | C22 | 004728 | Swing Check Valve | Valve | Swing Check | Dresser Flow Control | Wheatley | Figure 1565 | 28136655-1 | 6", ANSI 600 | FE-FE
Houston | Conroe | C22 | 003262 | Swing Check Valve | Valve | Swing Check | Dresser Flow Control | Wheatley | Figure 1565 | 28136651-1 | 6", ANSI 600 | FE-FE |  | 50990-6064-00
Houston | Grapeland | C22 | 003473 | Swing Check Valve | Valve | Swing Check | Dresser Flow Control | Wheatley | Figure 1565 | 28136652-1 | 6", ANSI 600 | FE-FE |  | 50990-6064-00
Port Arthur | Hankamer | C22 | 002908 | Swing Check Valve | Valve | Swing Check | Dresser Flow Control | Wheatley | Figure 1565 | 28136650-1 | 6", ANSI 600 | FE-FE
Wood River | Rolla | C22 | 006253 | Swing Check Valve | Valve | Swing Check | Dresser Flow Control | Wheatley | Figure 1565 | 28136660-1 | 6", ANSI 600 | FE-FE |  | 50990-6064-00
Wood River | Weldon Spring | C22 | 006460 | Swing Check Valve | Valve | Swing Check | Dresser Flow Control | Wheatley | Figure 1565 |  | 6", ANSI 600 | FE-FE
Glenpool | Okmulgee | C25 | 004947 | Spring Loaded Check Valve | Valve | Spring Loaded Check | Daniel | Daniel | Undefined | 021300075 | 28", ANSI 600 | FE-FE |  | 50990-6003-00
Greenville | Mabank | C25 | 003693 | Spring Loaded Check Valve | Valve | Spring Loaded Check | Daniel | Daniel | Undefined | 021300073 | 28", ANSI 600 | FE-FE
Greenville | Bonham | C25 | 004208 | Spring Loaded Check Valve | Valve | Spring Loaded Check | Daniel | Daniel | Undefined | 022400040 | 28", ANSI 600 | FE-FE
Greenville | Coalgate | C25 | 004729 | Spring Loaded Check Valve | Valve | Spring Loaded Check | Daniel | Daniel | Undefined | 022300002 | 28", ANSI 600 | FE-FE
Houston | Conroe | C25 | 003263 | Spring Loaded Check Valve | Valve | Spring Loaded Check | Daniel | Daniel | Undefined | 222400035 | 28", ANSI 600 | FE-FE |  | 50990-6003-00
Houston | Grapeland | C25 | 003474 | Spring Loaded Check Valve | Valve | Spring Loaded Check | Daniel | Daniel | Undefined | 2240037 | 28", ANSI 600 | FE-FE |  | 50990-6003-00
Port Arthur | Hankamer | C25 | 002909 | Spring Loaded Check Valve | Valve | Spring Loaded Check | Daniel | Daniel | Undefined | 22400033 | 28", ANSI 600 | FE-FE |  | 50990-6003-00
Glenpool | Claremore | C25 | 005591 | Swing Check Valve | Valve | Spring Loaded Check | Daniel | Daniel | Undefined | 021300072 | 24", ANSI 600 | FE-FE |  | 50990-6003-00
Glenpool | Joplin | C25 | 005837 | Swing Check Valve | Valve | Spring Loaded Check | Daniel | Daniel | Undefined | 021700071 | 24", ANSI 600 | FE-FE |  | 50990-6003-00
Glenpool | Springfield | C25 | 006047 | Swing Check Valve | Valve | Spring Loaded Check | Daniel | Daniel | Undefined | 21700074 | 24", ANSI 600 | FE-FE |  | 50990-6003-00
Wood River | Rolla | C25 | 006254 | Swing Check Valve | Valve | Spring Loaded Check | Daniel | Daniel | Undefined | 21700075 | 24", ANSI 600 | FE-FE |  | 50990-6003-00
Wood River | Weldon Spring | C25 | 006461 | Swing Check Valve | Valve | Spring Loaded Check | Daniel | Daniel | Undefined |  | 24", ANSI 600 | FE-FE
Glenpool | Okmulgee | C28 | 004948 | Swing Check Valve | Valve | Swing Check |  |  |  | None
Glenpool | Claremore | C28 | 005592 | Swing Check Valve | Valve | Swing Check | [7 empty] | 50990-6064-00
Glenpool | Joplin | C28 | 005838 | Swing Check Valve | Valve | Swing Check |  |  |  | None
Glenpool | Springfield | C28 | 006048 | Swing Check Valve | Valve | Swing Check |  |  |  | 88457
Greenville | Mabank | C28 | 003694 | Swing Check Valve | Valve | Swing Check |  |  |  | I9854 |  |  |  | 22576
Greenville | Bonham | C28 | 004209 | Swing Check Valve | Valve | Swing Check |  |  |  | I9175 |  |  |  | 22614
Greenville | Coalgate | C28 | 004730 | Swing Check Valve | Valve | Swing Check |  |  |  | I9171 |  |  |  | 22663
Houston | Conroe | C28 | 003264 | Swing Check Valve | Valve | Swing Check
Houston | Grapeland | C28 | 003475 | Swing Check Valve | Valve | Swing Check
Port Arthur | Hankamer | C28 | 002910 | Swing Check Valve | Valve | Swing Check
Wood River | Rolla | C28 | 006255 | Swing Check Valve | Valve | Swing Check
Wood River | Weldon Spring | C28 | 006462 | Swing Check Valve | Valve | Swing Check
Glenpool | Okmulgee | C29 | 004949 | Swing Check Valve | Valve | Swing Check |  |  |  | None
Glenpool | Claremore | C29 | 005593 | Swing Check Valve | Valve | Swing Check | [7 empty] | 50990-6003-00
Glenpool | Joplin | C29 | 005839 | Swing Check Valve | Valve | Swing Check |  |  |  | None
Glenpool | Springfield | C29 | 006049 | Swing Check Valve | Valve | Swing Check |  |  |  | 87247
Greenville | Mabank | C29 | 003695 | Swing Check Valve | Valve | Swing Check |  |  |  | I9843 |  |  |  | 22576
Greenville | Bonham | C29 | 004210 | Swing Check Valve | Valve | Swing Check |  |  |  | I9176 |  |  |  | 22614
Greenville | Coalgate | C29 | 004731 | Swing Check Valve | Valve | Swing Check |  |  |  | I9173 |  |  |  | 22663
Houston | Conroe | C29 | 003265 | Swing Check Valve | Valve | Swing Check
Houston | Grapeland | C29 | 003476 | Swing Check Valve | Valve | Swing Check
Port Arthur | Hankamer | C29 | 002911 | Swing Check Valve | Valve | Swing Check
Wood River | Rolla | C29 | 006256 | Swing Check Valve | Valve | Swing Check
Wood River | Weldon Spring | C29 | 006463 | Swing Check Valve | Valve | Swing Check
Glenpool | Okmulgee | C30 | 004950 | Swing Check Valve | Valve | Swing Check |  |  |  | None
Glenpool | Claremore | C30 | 005594 | Swing Check Valve | Valve | Swing Check
Glenpool | Joplin | C30 | 005840 | Swing Check Valve | Valve | Swing Check |  |  |  | None
Glenpool | Springfield | C30 | 006050 | Swing Check Valve | Valve | Swing Check |  |  |  | 87247
Greenville | Mabank | C30 | 003696 | Swing Check Valve | Valve | Swing Check |  |  |  | I9840 |  |  |  | 22576
Greenville | Bonham | C30 | 004211 | Swing Check Valve | Valve | Swing Check |  |  |  | I9169 |  |  |  | 22614
Greenville | Coalgate | C30 | 004732 | Swing Check Valve | Valve | Swing Check |  |  |  | I7284 |  |  |  | 22663
Houston | Conroe | C30 | 003266 | Swing Check Valve | Valve | Swing Check
Houston | Grapeland | C30 | 003477 | Swing Check Valve | Valve | Swing Check
Port Arthur | Hankamer | C30 | 002912 | Swing Check Valve | Valve | Swing Check
Wood River | Rolla | C30 | 006257 | Swing Check Valve | Valve | Swing Check
Wood River | Weldon Spring | C30 | 006464 | Swing Check Valve | Valve | Swing Check
Glenpool | Okmulgee | C31 | 004951 | Swing Check Valve | Valve | Swing Check | Dresser Flow Control | Wheatley | Figure 1565 | 28136646-1 | 4", ANSI 600 | FE-FE |  | 50990-6064-00
Glenpool | Claremore | C31 | 005595 | Swing Check Valve | Valve | Swing Check | Dresser Flow Control | Wheatley | Figure 1565 | 28136645-1 | 4", ANSI 600 | FE-FE
Glenpool | Joplin | C31 | 005841 | Swing Check Valve | Valve | Swing Check | Dresser Flow Control | Wheatley | Figure 1565 | 28136644-1 | 4", ANSI 600 | FE-FE |  | 50990-6064-00
Glenpool | Springfield | C31 | 006051 | Swing Check Valve | Valve | Swing Check | Dresser Flow Control | Wheatley | Figure 1565 | 28136647-1 | 4", ANSI 600 | FE-FE
Greenville | Mabank | C31 | 003697 | Swing Check Valve | Valve | Swing Check | Dresser Flow Control | Wheatley | Figure 1565 | 28136641-1 | 4", ANSI 600 | FE-FE
Greenville | Bonham | C31 | 004212 | Swing Check Valve | Valve | Swing Check | Dresser Flow Control | Wheatley | Figure 1565 | 28136642-1 | 4", ANSI 600 | FE-FE
Greenville | Coalgate | C31 | 004733 | Swing Check Valve | Valve | Swing Check | Dresser Flow Control | Wheatley | Figure 1565 | 28136643-1 | 4", ANSI 600 | FE-FE
Houston | Conroe | C31 | 003267 | Swing Check Valve | Valve | Swing Check | Dresser Flow Control | Wheatley | Figure 1565 | 28136639-1 | 4", ANSI 600 | FE-FE
Houston | Grapeland | C31 | 003478 | Swing Check Valve | Valve | Swing Check | Dresser Flow Control | Wheatley | Figure 1565 | 28136640-1 | 4", ANSI 600 | FE-FE
Port Arthur | Hankamer | C31 | 002913 | Swing Check Valve | Valve | Swing Check | Dresser Flow Control | Wheatley | Figure 1565 | 28136638-1 | 4", ANSI 600 | FE-FE
Wood River | Rolla | C31 | 006258 | Swing Check Valve | Valve | Swing Check | Dresser Flow Control | Wheatley | Figure 1565 | 2813664-1 | 4", ANSI 600 | FE-FE |  | 50990-6064-00
Wood River | Weldon Spring | C31 | 006465 | Swing Check Valve | Valve | Swing Check | Dresser Flow Control | Wheatley | Figure 1565 |  | 4", ANSI 600 | FE-FE
Glenpool | Okmulgee | C34 | 004952 | Swing Check Valve | Valve | Swing Check | Dresser Flow Control | Wheatley | Figure 1515 | 28136670-1 | 4", ANSI 150 | FE-FE |  | 50998-6064-00
Glenpool | Claremore | C34 | 005596 | Swing Check Valve | Valve | Swing Check | Dresser Flow Control | Wheatley | Figure 1515 | 28136669-1 | 4", ANSI 150 | FE-FE
Glenpool | Joplin | C34 | 005842 | Swing Check Valve | Valve | Swing Check | Dresser Flow Control | Wheatley | Figure 1515 | 28136668-1 | 4", ANSI 150 | FE-FE |  | 50998-6064-00
Glenpool | Springfield | C34 | 006052 | Swing Check Valve | Valve | Swing Check | Dresser Flow Control | Wheatley | Figure 1515 | 28136671-1 | 4", ANSI 150 | FE-FE |  | 50990-6064-00
Greenville | Mabank | C34 | 003698 | Swing Check Valve | Valve | Swing Check | Dresser Flow Control | Wheatley | Figure 1515 | 8136665-1 | 4", ANSI 150 | FE-FE
Greenville | Bonham | C34 | 004213 | Swing Check Valve | Valve | Swing Check | Dresser Flow Control | Wheatley | Figure 1515 | 8136666-1 | 4", ANSI 150 | FE-FE
Greenville | Coalgate | C34 | 004734 | Swing Check Valve | Valve | Swing Check | Dresser Flow Control | Wheatley | Figure 1515 | 28136667-1 | 4", ANSI 150 | FE-FE
Houston | Conroe | C34 | 003268 | Swing Check Valve | Valve | Swing Check | Dresser Flow Control | Wheatley | Figure 1515 | 28136663-1 | 4", ANSI 150 | FE-FE |  | 50990-6064-00
Houston | Grapeland | C34 | 003479 | Swing Check Valve | Valve | Swing Check | Dresser Flow Control | Wheatley | Figure 1515 | 28136664-1 | 4", ANSI 150 | FE-FE
Port Arthur | Hankamer | C34 | 002914 | Swing Check Valve | Valve | Swing Check | Dresser Flow Control | Wheatley | Figure 1515 | 281366621 | 4", ANSI 150 | FE-FE
Wood River | Rolla | C34 | 006259 | Swing Check Valve | Valve | Swing Check | Dresser Flow Control | Wheatley | Figure 1515 | 28136672-1 | 4", ANSI 150 | FE-FE |  | 50990-6064-00
Wood River | Weldon Spring | C34 | 006466 | Swing Check Valve | Valve | Swing Check | Dresser Flow Control | Wheatley | Figure 1515 |  | 4", ANSI 150 | FE-FE
Glenpool | Okmulgee | C41 | 004953 | Swing Check Valve | Valve | Swing Check |  |  | 7854-1139KB1911 | 88824 | 2", ANSI 600 | FE-FE
Glenpool | Claremore | C41 | 005597 | Swing Check Valve | Valve | Swing Check |  |  | 7854-1139KB1911 |  | 2", ANSI 600 | FE-FE |  | 50990-6064-00
Glenpool | Joplin | C41 | 005843 | Swing Check Valve | Valve | Swing Check |  |  | 7854-1139KB1911 | None | 2", ANSI 600 | FE-FE
Glenpool | Springfield | C41 | 006053 | Swing Check Valve | Valve | Swing Check |  |  | 7854-1139KB1911 | 77938 | 2", ANSI 600 | FE-FE
Greenville | Mabank | C41 | 003699 | Swing Check Valve | Valve | Swing Check |  |  | 7854-1139KB1911 | I8106 | 2", ANSI 600 | FE-FE |  | 22576
Greenville | Bonham | C41 | 004214 | Swing Check Valve | Valve | Swing Check |  |  | 7854-1139KB1911 | I9003 | 2", ANSI 600 | FE-FE |  | 22641
Greenville | Coalgate | C41 | 004735 | Swing Check Valve | Valve | Swing Check |  |  | 7854-1139KB1911 | I9001 | 2", ANSI 600 | FE-FE |  | 22663
Houston | Conroe | C41 | 003269 | Swing Check Valve | Valve | Swing Check |  |  | 7854-1139KB1911 |  | 2", ANSI 600 | FE-FE
Houston | Grapeland | C41 | 003480 | Swing Check Valve | Valve | Swing Check |  |  | 7854-1139KB1911 |  | 2", ANSI 600 | FE-FE
Port Arthur | Hankamer | C41 | 002915 | Swing Check Valve | Valve | Swing Check |  |  | 7854-1139KB1911 |  | 2", ANSI 600 | FE-FE
Wood River | Rolla | C41 | 006260 | Swing Check Valve | Valve | Swing Check |  |  | 7854-1139KB1911 |  | 2", ANSI 600 | FE-FE
Wood River | Weldon Spring | C41 | 006467 | Swing Check Valve | Valve | Swing Check |  |  | 7854-1139KB1911 |  | 2", ANSI 600 | FE-FE
Glenpool | Okmulgee | C45 | 004954 | Swing Check Valve | Valve | Swing Check |  |  |  | None
Glenpool | Claremore | C45 | 005598 | Swing Check Valve | Valve | Swing Check | [7 empty] | 50998-6064-00
Glenpool | Joplin | C45 | 005844 | Swing Check Valve | Valve | Swing Check |  |  |  | None
Glenpool | Springfield | C45 | 006054 | Swing Check Valve | Valve | Swing Check |  |  |  | 87516
Greenville | Mabank | C45 | 003700 | Swing Check Valve | Valve | Swing Check |  |  |  | I9847 |  |  |  | 22576
Greenville | Bonham | C45 | 004215 | Swing Check Valve | Valve | Swing Check |  |  |  | I9115 |  |  |  | 22641
Greenville | Coalgate | C45 | 004736 | Swing Check Valve | Valve | Swing Check |  |  |  | I9180 |  |  |  | 22663
Houston | Conroe | C45 | 003270 | Swing Check Valve | Valve | Swing Check
Houston | Grapeland | C45 | 003481 | Swing Check Valve | Valve | Swing Check
Port Arthur | Hankamer | C45 | 002916 | Swing Check Valve | Valve | Swing Check
Wood River | Rolla | C45 | 006261 | Swing Check Valve | Valve | Swing Check
Wood River | Weldon Spring | C45 | 006468 | Swing Check Valve | Valve | Swing Check
Glenpool | Claremore | Chart Recorder | 009075 | Chart Recorder | Chart Recorder |  | Yokogawa
Glenpool | Joplin | Chart Recorder | 009117 | Chart Recorder | Chart Recorder |  | Yokogawa
Glenpool | Okmulgee | Chart Recorder | 009033 | Chart Recorder | Chart Recorder |  | Yokogawa
Glenpool | Springfield | Chart Recorder | 009159 | Chart Recorder | Chart Recorder |  | Yokogawa
Greenville | Bonham | Chart Recorder | 008939 | Chart Recorder | Chart Recorder |  | Yokogawa
Greenville | Coalgate | Chart Recorder | 008986 | Chart Recorder | Chart Recorder |  | Yokogawa
Greenville | Mabank | Chart Recorder | 008892 | Chart Recorder | Chart Recorder |  | Yokogawa
Houston | Conroe | Chart Recorder | 008799 | Chart Recorder | Chart Recorder |  | Yokogawa
Houston | Grapeland | Chart Recorder | 008845 | Chart Recorder | Chart Recorder |  | Yokogawa
Port Arthur | Hankamer | Chart Recorder | 008752 | Chart Recorder | Chart Recorder |  | Yokogawa
Wood River | Rolla | Chart Recorder | 009201 | Chart Recorder | Chart Recorder |  | Yokogawa
Wood River | Weldon Spring | Chart Recorder | 009243 | Chart Recorder | Chart Recorder |  | Yokogawa
Glenpool | Okmulgee | DRA | 004955 | DRA Injection System | DRA Injection System
Glenpool | Claremore | DRA | 005599 | DRA Injection System | DRA Injection System
Glenpool | Joplin | DRA | 005845 | DRA Injection System | DRA Injection System
Glenpool | Springfield | DRA | 006055 | DRA Injection System | DRA Injection System
Greenville | Mabank | DRA | 003701 | DRA Injection System | DRA Injection System
Greenville | Bonham | DRA | 004216 | DRA Injection System | DRA Injection System
Greenville | Coalgate | DRA | 004737 | DRA Injection System | DRA Injection System
Houston | Conroe | DRA | 003271 | DRA Injection System | DRA Injection System
Houston | Grapeland | DRA | 003482 | DRA Injection System | DRA Injection System
Port Arthur | Hankamer | DRA | 002917 | DRA Injection System | DRA Injection System
Wood River | Rolla | DRA | 006262 | DRA Injection System | DRA Injection System
Wood River | Weldon Spring | DRA | 006469 | DRA Injection System | DRA Injection System
Glenpool | Claremore | EPM | 009074 | Electronic Power Meter | Meter | Electronic Power | General Electric |  | Power Leader
Glenpool | Joplin | EPM | 009116 | Electronic Power Meter | Meter | Electronic Power | General Electric |  | Power Leader
Glenpool | Okmulgee | EPM | 009032 | Electronic Power Meter | Meter | Electronic Power | General Electric |  | Power Leader
Glenpool | Springfield | EPM | 009158 | Electronic Power Meter | Meter | Electronic Power | General Electric |  | Power Leader
Greenville | Coalgate | EPM | 008985 | Electronic Power Meter | Meter | Electronic Power | General Electric |  | Power Leader
Greenville | Mabank | EPM | 008891 | Electronic Power Meter | Meter | Electronic Power | General Electric |  | Power Leader
Greenville | Bonham | EPM | 008938 | Electronic Power Meter | Meter | Electronic Power | General Electric |  | Power Leader
Houston | Grapeland | EPM | 008844 | Electronic Power Meter | Meter | Electronic Power | General Electric |  | Power Leader
Houston | Conroe | EPM | 008798 | Electronic Power Meter | Meter | Electronic Power | General Electric |  | Power Leader
Port Arthur | Hankamer | EPM | 008751 | Electronic Power Meter | Meter | Electronic Power | General Electric |  | Power Leader
Wood River | Rolla | EPM | 009200 | Electronic Power Meter | Meter | Electronic Power | General Electric |  | Power Leader
Wood River | Weldon Spring | EPM | 009242 | Electronic Power Meter | Meter | Electronic Power | General Electric |  | Power Leader
Glenpool | Claremore | ESDP-1 | 008003 | A/C Distribution Panel | Panel | A/C Distribution
Glenpool | Joplin | ESDP-1 | 008404 | A/C Distribution Panel | Panel | A/C Distribution
Glenpool | Okmulgee | ESDP-1 | 008453 | A/C Distribution Panel | Panel | A/C Distribution
Glenpool | Springfield | ESDP-1 | 008505 | A/C Distribution Panel | Panel | A/C Distribution
Greenville | Bonham | ESDP-1 | 007961 | A/C Distribution Panel | Panel | A/C Distribution
Greenville | Coalgate | ESDP-1 | 007980 | A/C Distribution Panel | Panel | A/C Distribution
Greenville | Mabank | ESDP-1 | 008429 | A/C Distribution Panel | Panel | A/C Distribution
Houston | Conroe | ESDP-1 | 008021 | A/C Distribution Panel | Panel | A/C Distribution
Houston | Grapeland | ESDP-1 | 008334 | A/C Distribution Panel | Panel | A/C Distribution
Port Arthur | Hankamer | ESDP-1 | 008367 | A/C Distribution Panel | Panel | A/C Distribution
Wood River | Rolla | ESDP-1 | 008487 | A/C Distribution Panel | Panel | A/C Distribution
Wood River | Weldon Spring | ESDP-1 | 008541 | A/C Distribution Panel | Panel | A/C Distribution
Glenpool | Okmulgee | FSH-402 | 004956 | Flow Switch | Switch | Flow
Glenpool | Claremore | FSH-402 | 005600 | Flow Switch | Switch | Flow
Glenpool | Joplin | FSH-402 | 005846 | Flow Switch | Switch | Flow
Glenpool | Springfield | FSH-402 | 006056 | Flow Switch | Switch | Flow
Greenville | Mabank | FSH-402 | 003702 | Flow Switch | Switch | Flow
Greenville | Bonham | FSH-402 | 004217 | Flow Switch | Switch | Flow
Greenville | Coalgate | FSH-402 | 004738 | Flow Switch | Switch | Flow
Houston | Conroe | FSH-402 | 003272 | Flow Switch | Switch | Flow
Houston | Grapeland | FSH-402 | 003483 | Flow Switch | Switch | Flow
Port Arthur | Hankamer | FSH-402 | 002918 | Flow Switch | Switch | Flow
Wood River | Rolla | FSH-402 | 006263 | Flow Switch | Switch | Flow
Wood River | Weldon Spring | FSH-402 | 006470 | Flow Switch | Switch | Flow
Glenpool | Okmulgee | GENSET | 004957 | Generator | Generator |  | Olympian | Olympian | D100P1
Glenpool | Claremore | GENSET | 005601 | Generator | Generator |  | Olympian | Olympian | D100P1 | OLY00000VNPS00607
Glenpool | Joplin | GENSET | 005847 | Generator | Generator |  | Olympian | Olympian | D100P1
Glenpool | Springfield | GENSET | 006057 | Generator | Generator |  | Olympian | Olympian | D100P1
Greenville | Mabank | GENSET | 003703 | Generator | Generator |  | Olympian | Olympian | D100P1
Greenville | Bonham | GENSET | 004218 | Generator | Generator |  | Olympian | Olympian | D100P1
Greenville | Coalgate | GENSET | 004739 | Generator | Generator |  | Olympian | Olympian | D100P1
Houston | Conroe | GENSET | 003273 | Generator | Generator |  | Olympian | Olympian | D100P1
Houston | Grapeland | GENSET | 003484 | Generator | Generator |  | Olympian | Olympian | D100P1
Port Arthur | Hankamer | GENSET | 002919 | Generator | Generator |  | Olympian | Olympian | D100P1
Wood River | Rolla | GENSET | 006264 | Generator | Generator |  | Olympian | Olympian | D100P1
Wood River | Weldon Spring | GENSET | 006471 | Generator | Generator |  | Olympian | Olympian | D100P1
Glenpool | Claremore | HMI | 009085 | PC | PC |  | Dell
Glenpool | Joplin | HMI | 009127 | PC | PC |  | Dell
Glenpool | Okmulgee | HMI | 009043 | PC | PC |  | Dell
Glenpool | Springfield | HMI | 009169 | PC | PC |  | Dell
Greenville | Bonham | HMI | 008949 | PC | PC |  | Dell
Greenville | Coalgate | HMI | 008996 | PC | PC |  | Dell
Greenville | Mabank | HMI | 008902 | PC | PC |  | Dell
Houston | Conroe | HMI | 008809 | PC | PC |  | Dell
Houston | Grapeland | HMI | 008855 | PC | PC |  | Dell
Port Arthur | Hankamer | HMI | 008762 | PC | PC |  | Dell
Wood River | Rolla | HMI | 009211 | PC | PC |  | Dell
Wood River | Weldon Spring | HMI | 009253 | PC | PC |  | Dell
Glenpool | Okmulgee | LIT-502 | 004958 | Level Transmitter | Transmitter | Level
Glenpool | Claremore | LIT-502 | 005602 | Level Transmitter | Transmitter | Level |  |  |  | 8908
Glenpool | Joplin | LIT-502 | 005848 | Level Transmitter | Transmitter | Level
Glenpool | Springfield | LIT-502 | 006058 | Level Transmitter | Transmitter | Level
Greenville | Mabank | LIT-502 | 003704 | Level Transmitter | Transmitter | Level
Greenville | Bonham | LIT-502 | 004219 | Level Transmitter | Transmitter | Level
Greenville | Coalgate | LIT-502 | 004740 | Level Transmitter | Transmitter | Level
Houston | Conroe | LIT-502 | 003274 | Level Transmitter | Transmitter | Level
Houston | Grapeland | LIT-502 | 003485 | Level Transmitter | Transmitter | Level
Port Arthur | Hankamer | LIT-502 | 002920 | Level Transmitter | Transmitter | Level
Wood River | Rolla | LIT-502 | 006265 | Level Transmitter | Transmitter | Level
Wood River | Weldon Spring | LIT-502 | 006472 | Level Transmitter | Transmitter | Level
Glenpool | Okmulgee | LSHH-501 | 004959 | Level Switch | Switch | Level | SOR | SOR | 701K1-0-P5-C-RMTT
Glenpool | Claremore | LSHH-501 | 005603 | Level Switch | Switch | Level | SOR | SOR | 701K1-0-P5-C-RMTT | 020504219
Glenpool | Joplin | LSHH-501 | 005849 | Level Switch | Switch | Level | SOR | SOR | 701K1-0-P5-C-RMTT
Glenpool | Springfield | LSHH-501 | 006059 | Level Switch | Switch | Level | SOR | SOR | 701K1-0-P5-C-RMTT
Greenville | Mabank | LSHH-501 | 003705 | Level Switch | Switch | Level | SOR | SOR | 701K1-0-P5-C-RMTT
Greenville | Bonham | LSHH-501 | 004220 | Level Switch | Switch | Level | SOR | SOR | 701K1-0-P5-C-RMTT
Greenville | Coalgate | LSHH-501 | 004741 | Level Switch | Switch | Level | SOR | SOR | 701K1-0-P5-C-RMTT
Houston | Conroe | LSHH-501 | 003275 | Level Switch | Switch | Level | SOR | SOR | 701K1-0-P5-C-RMTT
Houston | Grapeland | LSHH-501 | 003486 | Level Switch | Switch | Level | SOR | SOR | 701K1-0-P5-C-RMTT
Port Arthur | Hankamer | LSHH-501 | 002921 | Level Switch | Switch | Level | SOR | SOR | 701K1-0-P5-C-RMTT
Wood River | Rolla | LSHH-501 | 006266 | Level Switch | Switch | Level | SOR | SOR | 701K1-0-P5-C-RMTT
Wood River | Weldon Spring | LSHH-501 | 006473 | Level Switch | Switch | Level | SOR | SOR | 701K1-0-P5-C-RMTT
Glenpool | Okmulgee | LSHH-503 | 004960 | Level Switch | Switch | Level
Glenpool | Claremore | LSHH-503 | 005604 | Level Switch | Switch | Level
Glenpool | Joplin | LSHH-503 | 005850 | Level Switch | Switch | Level
Glenpool | Springfield | LSHH-503 | 006060 | Level Switch | Switch | Level
Greenville | Mabank | LSHH-503 | 003706 | Level Switch | Switch | Level
Greenville | Bonham | LSHH-503 | 004221 | Level Switch | Switch | Level
Greenville | Coalgate | LSHH-503 | 004742 | Level Switch | Switch | Level
Houston | Conroe | LSHH-503 | 003276 | Level Switch | Switch | Level
Houston | Grapeland | LSHH-503 | 003487 | Level Switch | Switch | Level
Port Arthur | Hankamer | LSHH-503 | 002922 | Level Switch | Switch | Level
Wood River | Rolla | LSHH-503 | 006267 | Level Switch | Switch | Level
Wood River | Weldon Spring | LSHH-503 | 006474 | Level Switch | Switch | Level
Glenpool | Claremore | LSHH-510 | 008004 | Level Switch | Switch | Level
Glenpool | Joplin | LSHH-510 | 008405 | Level Switch | Switch | Level
Glenpool | Okmulgee | LSHH-510 | 008454 | Level Switch | Switch | Level
Glenpool | Springfield | LSHH-510 | 008506 | Level Switch | Switch | Level
Greenville | Bonham | LSHH-510 | 007962 | Level Switch | Switch | Level
Greenville | Coalgate | LSHH-510 | 007981 | Level Switch | Switch | Level
Greenville | Mabank | LSHH-510 | 008430 | Level Switch | Switch | Level
Houston | Conroe | LSHH-510 | 008022 | Level Switch | Switch | Level
Houston | Grapeland | LSHH-510 | 008335 | Level Switch | Switch | Level
Port Arthur | Hankamer | LSHH-510 | 008368 | Level Switch | Switch | Level
Wood River | Rolla | LSHH-510 | 008488 | Level Switch | Switch | Level
Wood River | Weldon Spring | LSHH-510 | 008542 | Level Switch | Switch | Level
Glenpool | Claremore | LSHH-520 | 008005 | Level Switch | Switch | Level
Glenpool | Joplin | LSHH-520 | 008406 | Level Switch | Switch | Level
Glenpool | Okmulgee | LSHH-520 | 008455 | Level Switch | Switch | Level
Glenpool | Springfield | LSHH-520 | 008507 | Level Switch | Switch | Level
Greenville | Bonham | LSHH-520 | 007963 | Level Switch | Switch | Level
Greenville | Coalgate | LSHH-520 | 007982 | Level Switch | Switch | Level
Greenville | Mabank | LSHH-520 | 008431 | Level Switch | Switch | Level
Houston | Conroe | LSHH-520 | 008023 | Level Switch | Switch | Level
Houston | Grapeland | LSHH-520 | 008336 | Level Switch | Switch | Level
Port Arthur | Hankamer | LSHH-520 | 008369 | Level Switch | Switch | Level
Wood River | Rolla | LSHH-520 | 008489 | Level Switch | Switch | Level
Wood River | Weldon Spring | LSHH-520 | 008543 | Level Switch | Switch | Level
Glenpool | Okmulgee | LT-504 | 004961 | Level Transmitter | Transmitter | Level
Glenpool | Claremore | LT-504 | 005605 | Level Transmitter | Transmitter | Level
Glenpool | Joplin | LT-504 | 005851 | Level Transmitter | Transmitter | Level
Glenpool | Springfield | LT-504 | 006061 | Level Transmitter | Transmitter | Level
Greenville | Mabank | LT-504 | 003707 | Level Transmitter | Transmitter | Level
Greenville | Bonham | LT-504 | 004222 | Level Transmitter | Transmitter | Level
Greenville | Coalgate | LT-504 | 004743 | Level Transmitter | Transmitter | Level
Houston | Conroe | LT-504 | 003277 | Level Transmitter | Transmitter | Level
Houston | Grapeland | LT-504 | 003488 | Level Transmitter | Transmitter | Level
Port Arthur | Hankamer | LT-504 | 002923 | Level Transmitter | Transmitter | Level
Wood River | Rolla | LT-504 | 006268 | Level Transmitter | Transmitter | Level
Wood River | Weldon Spring | LT-504 | 006475 | Level Transmitter | Transmitter | Level
Glenpool | Okmulgee | M11 | 009028 | Motor Management Relay | Relay | Motor Management | General Electric |  | Multilin 469
Greenville | Bonham | M11 | 008934 | Motor Management Relay | Relay | Motor Management | General Electric |  | Multilin 469
Greenville | Mabank | M11 | 008887 | Motor Management Relay | Relay | Motor Management | General Electric |  | Multilin 469
Greenville | Coalgate | M11 | 008981 | Motor Management Relay | Relay | Motor Management | General Electric |  | Multilin 469
Houston | Grapeland | M11 | 008840 | Motor Management Relay | Relay | Motor Management | General Electric |  | Multilin 469
Houston | Conroe | M11 | 008794 | Motor Management Relay | Relay | Motor Management | General Electric |  | Multilin 469
Port Arthur | Hankamer | M11 | 008747 | Motor Management Relay | Relay | Motor Management | General Electric |  | Multilin 469
Glenpool | Okmulgee | M52 | 004962 | Medium Voltage Breaker | Breaker | Medium Voltage
Glenpool | Claremore | M52 | 005606 | Medium Voltage Breaker | Breaker | Medium Voltage
Glenpool | Joplin | M52 | 005852 | Medium Voltage Breaker | Breaker | Medium Voltage
Glenpool | Springfield | M52 | 006062 | Medium Voltage Breaker | Breaker | Medium Voltage
Greenville | Mabank | M52 | 003708 | Medium Voltage Breaker | Breaker | Medium Voltage
Greenville | Bonham | M52 | 004223 | Medium Voltage Breaker | Breaker | Medium Voltage
Greenville | Coalgate | M52 | 004744 | Medium Voltage Breaker | Breaker | Medium Voltage
Houston | Conroe | M52 | 003278 | Medium Voltage Breaker | Breaker | Medium Voltage
Houston | Grapeland | M52 | 003489 | Medium Voltage Breaker | Breaker | Medium Voltage
Port Arthur | Hankamer | M52 | 002924 | Medium Voltage Breaker | Breaker | Medium Voltage
Wood River | Rolla | M52 | 006269 | Medium Voltage Breaker | Breaker | Medium Voltage
Wood River | Weldon Spring | M52 | 006476 | Medium Voltage Breaker | Breaker | Medium Voltage
Glenpool | Okmulgee | MCC-201 | 004963 | Motor Control Center | Motor Control Center
Glenpool | Claremore | MCC-201 | 005607 | Motor Control Center | Motor Control Center
Glenpool | Joplin | MCC-201 | 005853 | Motor Control Center | Motor Control Center
Glenpool | Springfield | MCC-201 | 006063 | Motor Control Center | Motor Control Center
Greenville | Mabank | MCC-201 | 003709 | Motor Control Center | Motor Control Center
Greenville | Bonham | MCC-201 | 004224 | Motor Control Center | Motor Control Center
Greenville | Coalgate | MCC-201 | 004745 | Motor Control Center | Motor Control Center
Houston | Conroe | MCC-201 | 003279 | Motor Control Center | Motor Control Center
Houston | Grapeland | MCC-201 | 003490 | Motor Control Center | Motor Control Center
Port Arthur | Hankamer | MCC-201 | 002925 | Motor Control Center | Motor Control Center
Wood River | Rolla | MCC-201 | 006270 | Motor Control Center | Motor Control Center
Wood River | Weldon Spring | MCC-201 | 006477 | Motor Control Center | Motor Control Center
Glenpool | Claremore | PCS-1 | 009076 | Contollogix Programmable Logic Controller | Programmable Logic Controller | Controllogix | Allen Bradley |  | Contollogix
Glenpool | Springfield | PCS-1 | 009160 | Contollogix Programmable Logic Controller | Programmable Logic Controller | Controllogix | Allen Bradley |  | Contollogix
Glenpool | Okmulgee | PCS-1 | 009034 | Contollogix Programmable Logic Controller | Programmable Logic Controller | Controllogix | Allen Bradley |  | Contollogix
Glenpool | Joplin | PCS-1 | 009118 | Contollogix Programmable Logic Controller | Programmable Logic Controller | Controllogix | Allen Bradley |  | Contollogix
Greenville | Bonham | PCS-1 | 008940 | Contollogix Programmable Logic Controller | Programmable Logic Controller | Controllogix | Allen Bradley |  | Contollogix
Greenville | Mabank | PCS-1 | 008893 | Contollogix Programmable Logic Controller | Programmable Logic Controller | Controllogix | Allen Bradley |  | Contollogix
Greenville | Coalgate | PCS-1 | 008987 | Contollogix Programmable Logic Controller | Programmable Logic Controller | Controllogix | Allen Bradley |  | Contollogix
Houston | Grapeland | PCS-1 | 008846 | Contollogix Programmable Logic Controller | Programmable Logic Controller | Controllogix | Allen Bradley |  | Contollogix
Houston | Conroe | PCS-1 | 008800 | Contollogix Programmable Logic Controller | Programmable Logic Controller | Controllogix | Allen Bradley |  | Contollogix
Port Arthur | Hankamer | PCS-1 | 008753 | Contollogix Programmable Logic Controller | Programmable Logic Controller | Controllogix | Allen Bradley |  | Contollogix
Wood River | Rolla | PCS-1 | 009202 | Contollogix Programmable Logic Controller | Programmable Logic Controller | Controllogix | Allen Bradley |  | Contollogix
Wood River | Weldon Spring | PCS-1 | 009244 | Contollogix Programmable Logic Controller | Programmable Logic Controller | Controllogix | Allen Bradley |  | Contollogix
Glenpool | Claremore | PCS-2 | 009077 | Contollogix Programmable Logic Controller | Programmable Logic Controller | Controllogix | Allen Bradley |  | Contollogix
Glenpool | Springfield | PCS-2 | 009161 | Contollogix Programmable Logic Controller | Programmable Logic Controller | Controllogix | Allen Bradley |  | Contollogix
Glenpool | Okmulgee | PCS-2 | 009035 | Contollogix Programmable Logic Controller | Programmable Logic Controller | Controllogix | Allen Bradley |  | Contollogix
Glenpool | Joplin | PCS-2 | 009119 | Contollogix Programmable Logic Controller | Programmable Logic Controller | Controllogix | Allen Bradley |  | Contollogix
Greenville | Bonham | PCS-2 | 008941 | Contollogix Programmable Logic Controller | Programmable Logic Controller | Controllogix | Allen Bradley |  | Contollogix
Greenville | Mabank | PCS-2 | 008894 | Contollogix Programmable Logic Controller | Programmable Logic Controller | Controllogix | Allen Bradley |  | Contollogix
Greenville | Coalgate | PCS-2 | 008988 | Contollogix Programmable Logic Controller | Programmable Logic Controller | Controllogix | Allen Bradley |  | Contollogix
Houston | Grapeland | PCS-2 | 008847 | Contollogix Programmable Logic Controller | Programmable Logic Controller | Controllogix | Allen Bradley |  | Contollogix
Houston | Conroe | PCS-2 | 008801 | Contollogix Programmable Logic Controller | Programmable Logic Controller | Controllogix | Allen Bradley |  | Contollogix
Port Arthur | Hankamer | PCS-2 | 008754 | Contollogix Programmable Logic Controller | Programmable Logic Controller | Controllogix | Allen Bradley |  | Contollogix
Wood River | Rolla | PCS-2 | 009203 | Contollogix Programmable Logic Controller | Programmable Logic Controller | Controllogix | Allen Bradley |  | Contollogix
Wood River | Weldon Spring | PCS-2 | 009245 | Contollogix Programmable Logic Controller | Programmable Logic Controller | Controllogix | Allen Bradley |  | Contollogix
Glenpool | Claremore | PCS-3 | 009078 | Contollogix Programmable Logic Controller | Programmable Logic Controller | Controllogix | Allen Bradley |  | Contollogix
Glenpool | Springfield | PCS-3 | 009162 | Contollogix Programmable Logic Controller | Programmable Logic Controller | Controllogix | Allen Bradley |  | Contollogix
Glenpool | Okmulgee | PCS-3 | 009036 | Contollogix Programmable Logic Controller | Programmable Logic Controller | Controllogix | Allen Bradley |  | Contollogix
Glenpool | Joplin | PCS-3 | 009120 | Contollogix Programmable Logic Controller | Programmable Logic Controller | Controllogix | Allen Bradley |  | Contollogix
Greenville | Bonham | PCS-3 | 008942 | Contollogix Programmable Logic Controller | Programmable Logic Controller | Controllogix | Allen Bradley |  | Contollogix
Greenville | Mabank | PCS-3 | 008895 | Contollogix Programmable Logic Controller | Programmable Logic Controller | Controllogix | Allen Bradley |  | Contollogix
Greenville | Coalgate | PCS-3 | 008989 | Contollogix Programmable Logic Controller | Programmable Logic Controller | Controllogix | Allen Bradley |  | Contollogix
Houston | Grapeland | PCS-3 | 008848 | Contollogix Programmable Logic Controller | Programmable Logic Controller | Controllogix | Allen Bradley |  | Contollogix
Houston | Conroe | PCS-3 | 008802 | Contollogix Programmable Logic Controller | Programmable Logic Controller | Controllogix | Allen Bradley |  | Contollogix
Port Arthur | Hankamer | PCS-3 | 008755 | Contollogix Programmable Logic Controller | Programmable Logic Controller | Controllogix | Allen Bradley |  | Contollogix
Wood River | Rolla | PCS-3 | 009204 | Contollogix Programmable Logic Controller | Programmable Logic Controller | Controllogix | Allen Bradley |  | Contollogix
Wood River | Weldon Spring | PCS-3 | 009246 | Contollogix Programmable Logic Controller | Programmable Logic Controller | Controllogix | Allen Bradley |  | Contollogix
Glenpool | Claremore | PCS-4 | 009079 | Contollogix Programmable Logic Controller | Programmable Logic Controller | Controllogix | Allen Bradley |  | Contollogix
Glenpool | Springfield | PCS-4 | 009163 | Contollogix Programmable Logic Controller | Programmable Logic Controller | Controllogix | Allen Bradley |  | Contollogix
Glenpool | Okmulgee | PCS-4 | 009037 | Contollogix Programmable Logic Controller | Programmable Logic Controller | Controllogix | Allen Bradley |  | Contollogix
Glenpool | Joplin | PCS-4 | 009121 | Contollogix Programmable Logic Controller | Programmable Logic Controller | Controllogix | Allen Bradley |  | Contollogix
Greenville | Bonham | PCS-4 | 008943 | Contollogix Programmable Logic Controller | Programmable Logic Controller | Controllogix | Allen Bradley |  | Contollogix
Greenville | Mabank | PCS-4 | 008896 | Contollogix Programmable Logic Controller | Programmable Logic Controller | Controllogix | Allen Bradley |  | Contollogix
Greenville | Coalgate | PCS-4 | 008990 | Contollogix Programmable Logic Controller | Programmable Logic Controller | Controllogix | Allen Bradley |  | Contollogix
Houston | Grapeland | PCS-4 | 008849 | Contollogix Programmable Logic Controller | Programmable Logic Controller | Controllogix | Allen Bradley |  | Contollogix
Houston | Conroe | PCS-4 | 008803 | Contollogix Programmable Logic Controller | Programmable Logic Controller | Controllogix | Allen Bradley |  | Contollogix
Port Arthur | Hankamer | PCS-4 | 008756 | Contollogix Programmable Logic Controller | Programmable Logic Controller | Controllogix | Allen Bradley |  | Contollogix
Wood River | Rolla | PCS-4 | 009205 | Contollogix Programmable Logic Controller | Programmable Logic Controller | Controllogix | Allen Bradley |  | Contollogix
Wood River | Weldon Spring | PCS-4 | 009247 | Contollogix Programmable Logic Controller | Programmable Logic Controller | Controllogix | Allen Bradley |  | Contollogix
Glenpool | Claremore | PCV640 | 005608 | Surge Relief Valve | Valve | Surge Relief | Daniel | Daniel | Figure S0108518S0-200 | 0210-10851880-2 | 10", ANSI 600 | FE-FE |  | 50990-7006-00
Glenpool | Joplin | PCV640 | 005854 | Surge Relief Valve | Valve | Surge Relief | Daniel | Daniel | Figure S0108518S0-200 | 0210-10851850-2-5 | 10", ANSI 600 | FE-FE |  | 50990-7006-00
Glenpool | Springfield | PCV640 | 006064 | Surge Relief Valve | Valve | Surge Relief | Daniel | Daniel | Figure S0108518S0-200 | 10851850-2-3 | 10", ANSI 600 | FE-FE
Wood River | Rolla | PCV640 | 006271 | Surge Relief Valve | Valve | Surge Relief | Daniel | Daniel | Figure S0108518S0-200 | 10851890-2-4 | 10", ANSI 600 | FE-FE |  | 50990-7006-00
Wood River | Weldon Spring | PCV640 | 006478 | Surge Relief Valve | Valve | Surge Relief | Daniel | Daniel | Figure S0108518S0-200 |  | 10", ANSI 600 | FE-FE
Glenpool | Okmulgee | PCV640 | 004964 | Surge Relief Valve | Valve | Surge Relief | Daniel | Daniel | Figure S0108518S0-200 | 0210-10851850-1-6 | 12", ANSI 600 | FE-FE |  | 50990-7006-00
Greenville | Mabank | PCV640 | 003710 | Surge Relief Valve | Valve | Surge Relief | Daniel | Daniel | Figure S0108518S0-200 |  | 12", ANSI 600 | FE-FE
Greenville | Bonham | PCV640 | 004225 | Surge Relief Valve | Valve | Surge Relief | Daniel | Daniel | Figure S0108518S0-200 |  | 12", ANSI 600 | FE-FE
Greenville | Coalgate | PCV640 | 004746 | Surge Relief Valve | Valve | Surge Relief | Daniel | Daniel | Figure S0108518S0-200 |  | 12", ANSI 600 | FE-FE
Houston | Conroe | PCV640 | 003280 | Surge Relief Valve | Valve | Surge Relief | Daniel | Daniel | Figure S0108518S0-200 | 0210-10851850-1-2 | 12", ANSI 600 | FE-FE
Houston | Grapeland | PCV640 | 003491 | Surge Relief Valve | Valve | Surge Relief | Daniel | Daniel | Figure S0108518S0-200 | 0210-108518S0-1-3 | 12", ANSI 600 | FE-FE
Port Arthur | Hankamer | PCV640 | 002927 | Surge Relief Valve | Valve | Surge Relief | Daniel | Daniel | Figure S0108518S0-200 | 0210-10851850-1-7 | 12", ANSI 600 | FE-FE |  | 50990-7006-01
Glenpool | Okmulgee | PFCC-1 | 004965 | Power Factor Correction Capacitor Bank | Capacitor Bank | Power Factor Correction
Glenpool | Claremore | PFCC-1 | 005609 | Power Factor Correction Capacitor Bank | Capacitor Bank | Power Factor Correction
Glenpool | Joplin | PFCC-1 | 005855 | Power Factor Correction Capacitor Bank | Capacitor Bank | Power Factor Correction
Glenpool | Springfield | PFCC-1 | 006065 | Power Factor Correction Capacitor Bank | Capacitor Bank | Power Factor Correction
Greenville | Mabank | PFCC-1 | 003711 | Power Factor Correction Capacitor Bank | Capacitor Bank | Power Factor Correction
Greenville | Bonham | PFCC-1 | 004226 | Power Factor Correction Capacitor Bank | Capacitor Bank | Power Factor Correction
Greenville | Coalgate | PFCC-1 | 004747 | Power Factor Correction Capacitor Bank | Capacitor Bank | Power Factor Correction
Houston | Conroe | PFCC-1 | 003281 | Power Factor Correction Capacitor Bank | Capacitor Bank | Power Factor Correction
Houston | Grapeland | PFCC-1 | 003492 | Power Factor Correction Capacitor Bank | Capacitor Bank | Power Factor Correction
Port Arthur | Hankamer | PFCC-1 | 002928 | Power Factor Correction Capacitor Bank | Capacitor Bank | Power Factor Correction
Wood River | Rolla | PFCC-1 | 006272 | Power Factor Correction Capacitor Bank | Capacitor Bank | Power Factor Correction
Wood River | Weldon Spring | PFCC-1 | 006479 | Power Factor Correction Capacitor Bank | Capacitor Bank | Power Factor Correction
Glenpool | Okmulgee | PFCC-2 | 004966 | Power Factor Correction Capacitor Bank | Capacitor Bank | Power Factor Correction
Glenpool | Claremore | PFCC-2 | 005610 | Power Factor Correction Capacitor Bank | Capacitor Bank | Power Factor Correction
Glenpool | Joplin | PFCC-2 | 005856 | Power Factor Correction Capacitor Bank | Capacitor Bank | Power Factor Correction
Glenpool | Springfield | PFCC-2 | 006066 | Power Factor Correction Capacitor Bank | Capacitor Bank | Power Factor Correction
Greenville | Mabank | PFCC-2 | 003712 | Power Factor Correction Capacitor Bank | Capacitor Bank | Power Factor Correction
Greenville | Bonham | PFCC-2 | 004227 | Power Factor Correction Capacitor Bank | Capacitor Bank | Power Factor Correction
Greenville | Coalgate | PFCC-2 | 004748 | Power Factor Correction Capacitor Bank | Capacitor Bank | Power Factor Correction
Houston | Conroe | PFCC-2 | 003282 | Power Factor Correction Capacitor Bank | Capacitor Bank | Power Factor Correction
Houston | Grapeland | PFCC-2 | 003493 | Power Factor Correction Capacitor Bank | Capacitor Bank | Power Factor Correction
Port Arthur | Hankamer | PFCC-2 | 002929 | Power Factor Correction Capacitor Bank | Capacitor Bank | Power Factor Correction
Wood River | Rolla | PFCC-2 | 006273 | Power Factor Correction Capacitor Bank | Capacitor Bank | Power Factor Correction
Wood River | Weldon Spring | PFCC-2 | 006480 | Power Factor Correction Capacitor Bank | Capacitor Bank | Power Factor Correction
Glenpool | Okmulgee | PIT-601 | 004967 | Pressure Transmitter | Transmitter | Pressure | Rosemount | Rosemount | 3051CG5A22A1AB4E5MFDF
Glenpool | Claremore | PIT-601 | 005611 | Pressure Transmitter | Transmitter | Pressure | Rosemount | Rosemount | 3051CG5A22A1AB4E5MFDF | 1219796
Glenpool | Joplin | PIT-601 | 005857 | Pressure Transmitter | Transmitter | Pressure | Rosemount | Rosemount | 3051CG5A22A1AB4E5MFDF
Glenpool | Springfield | PIT-601 | 006067 | Pressure Transmitter | Transmitter | Pressure | Rosemount | Rosemount | 3051CG5A22A1AB4E5MFDF
Greenville | Mabank | PIT-601 | 003713 | Pressure Transmitter | Transmitter | Pressure | Rosemount | Rosemount | 3051CG5A22A1AB4E5MFDF
Greenville | Bonham | PIT-601 | 004228 | Pressure Transmitter | Transmitter | Pressure | Rosemount | Rosemount | 3051CG5A22A1AB4E5MFDF
Greenville | Coalgate | PIT-601 | 004749 | Pressure Transmitter | Transmitter | Pressure | Rosemount | Rosemount | 3051CG5A22A1AB4E5MFDF
Houston | Conroe | PIT-601 | 003283 | Pressure Transmitter | Transmitter | Pressure | Rosemount | Rosemount | 3051CG5A22A1AB4E5MFDF
Houston | Grapeland | PIT-601 | 003494 | Pressure Transmitter | Transmitter | Pressure | Rosemount | Rosemount | 3051CG5A22A1AB4E5MFDF
Port Arthur | Hankamer | PIT-601 | 002930 | Pressure Transmitter | Transmitter | Pressure | Rosemount | Rosemount | 3051CG5A22A1AB4E5MFDF
Wood River | Rolla | PIT-601 | 006274 | Pressure Transmitter | Transmitter | Pressure | Rosemount | Rosemount | 3051CG5A22A1AB4E5MFDF
Wood River | Weldon Spring | PIT-601 | 006481 | Pressure Transmitter | Transmitter | Pressure | Rosemount | Rosemount | 3051CG5A22A1AB4E5MFDF
Glenpool | Okmulgee | PIT-602 | 004968 | Pressure Transmitter | Transmitter | Pressure
Glenpool | Claremore | PIT-602 | 005612 | Pressure Transmitter | Transmitter | Pressure |  |  |  | 1219793
Glenpool | Joplin | PIT-602 | 005858 | Pressure Transmitter | Transmitter | Pressure
Glenpool | Springfield | PIT-602 | 006068 | Pressure Transmitter | Transmitter | Pressure
Greenville | Mabank | PIT-602 | 003714 | Pressure Transmitter | Transmitter | Pressure
Greenville | Bonham | PIT-602 | 004229 | Pressure Transmitter | Transmitter | Pressure
Greenville | Coalgate | PIT-602 | 004750 | Pressure Transmitter | Transmitter | Pressure
Houston | Conroe | PIT-602 | 003284 | Pressure Transmitter | Transmitter | Pressure
Houston | Grapeland | PIT-602 | 003495 | Pressure Transmitter | Transmitter | Pressure
Port Arthur | Hankamer | PIT-602 | 002931 | Pressure Transmitter | Transmitter | Pressure
Wood River | Rolla | PIT-602 | 006275 | Pressure Transmitter | Transmitter | Pressure
Wood River | Weldon Spring | PIT-602 | 006482 | Pressure Transmitter | Transmitter | Pressure
Glenpool | Okmulgee | PIT-603 | 004969 | Pressure Transmitter | Transmitter | Pressure | Rosemount | Rosemount | 3051CG5A22A1AB4E5MFDF
Glenpool | Claremore | PIT-603 | 005613 | Pressure Transmitter | Transmitter | Pressure | Rosemount | Rosemount | 3051CG5A22A1AB4E5MFDF | 1545117
Glenpool | Joplin | PIT-603 | 005859 | Pressure Transmitter | Transmitter | Pressure | Rosemount | Rosemount | 3051CG5A22A1AB4E5MFDF
Glenpool | Springfield | PIT-603 | 006069 | Pressure Transmitter | Transmitter | Pressure | Rosemount | Rosemount | 3051CG5A22A1AB4E5MFDF
Greenville | Mabank | PIT-603 | 003715 | Pressure Transmitter | Transmitter | Pressure | Rosemount | Rosemount | 3051CG5A22A1AB4E5MFDF
Greenville | Bonham | PIT-603 | 004230 | Pressure Transmitter | Transmitter | Pressure | Rosemount | Rosemount | 3051CG5A22A1AB4E5MFDF
Greenville | Coalgate | PIT-603 | 004751 | Pressure Transmitter | Transmitter | Pressure | Rosemount | Rosemount | 3051CG5A22A1AB4E5MFDF
Houston | Conroe | PIT-603 | 003285 | Pressure Transmitter | Transmitter | Pressure | Rosemount | Rosemount | 3051CG5A22A1AB4E5MFDF
Houston | Grapeland | PIT-603 | 003496 | Pressure Transmitter | Transmitter | Pressure | Rosemount | Rosemount | 3051CG5A22A1AB4E5MFDF
Port Arthur | Hankamer | PIT-603 | 002932 | Pressure Transmitter | Transmitter | Pressure | Rosemount | Rosemount | 3051CG5A22A1AB4E5MFDF
Wood River | Rolla | PIT-603 | 006276 | Pressure Transmitter | Transmitter | Pressure | Rosemount | Rosemount | 3051CG5A22A1AB4E5MFDF
Wood River | Weldon Spring | PIT-603 | 006483 | Pressure Transmitter | Transmitter | Pressure | Rosemount | Rosemount | 3051CG5A22A1AB4E5MFDF
Glenpool | Okmulgee | PIT-604 | 004970 | Pressure Transmitter | Transmitter | Pressure | Rosemount | Rosemount | 3051CG5A22A1AB4E5MFDF
Glenpool | Claremore | PIT-604 | 005614 | Pressure Transmitter | Transmitter | Pressure | Rosemount | Rosemount | 3051CG5A22A1AB4E5MFDF | 1219648
Glenpool | Joplin | PIT-604 | 005860 | Pressure Transmitter | Transmitter | Pressure | Rosemount | Rosemount | 3051CG5A22A1AB4E5MFDF
Glenpool | Springfield | PIT-604 | 006070 | Pressure Transmitter | Transmitter | Pressure | Rosemount | Rosemount | 3051CG5A22A1AB4E5MFDF
Greenville | Mabank | PIT-604 | 003716 | Pressure Transmitter | Transmitter | Pressure | Rosemount | Rosemount | 3051CG5A22A1AB4E5MFDF
Greenville | Bonham | PIT-604 | 004231 | Pressure Transmitter | Transmitter | Pressure | Rosemount | Rosemount | 3051CG5A22A1AB4E5MFDF
Greenville | Coalgate | PIT-604 | 004752 | Pressure Transmitter | Transmitter | Pressure | Rosemount | Rosemount | 3051CG5A22A1AB4E5MFDF
Houston | Conroe | PIT-604 | 003286 | Pressure Transmitter | Transmitter | Pressure | Rosemount | Rosemount | 3051CG5A22A1AB4E5MFDF
Houston | Grapeland | PIT-604 | 003497 | Pressure Transmitter | Transmitter | Pressure | Rosemount | Rosemount | 3051CG5A22A1AB4E5MFDF
Port Arthur | Hankamer | PIT-604 | 002933 | Pressure Transmitter | Transmitter | Pressure | Rosemount | Rosemount | 3051CG5A22A1AB4E5MFDF
Wood River | Rolla | PIT-604 | 006277 | Pressure Transmitter | Transmitter | Pressure | Rosemount | Rosemount | 3051CG5A22A1AB4E5MFDF
Wood River | Weldon Spring | PIT-604 | 006484 | Pressure Transmitter | Transmitter | Pressure | Rosemount | Rosemount | 3051CG5A22A1AB4E5MFDF
Glenpool | Okmulgee | PIT-607 | 004971 | Pressure Transmitter | Transmitter | Pressure
Glenpool | Claremore | PIT-607 | 005615 | Pressure Transmitter | Transmitter | Pressure
Glenpool | Joplin | PIT-607 | 005861 | Pressure Transmitter | Transmitter | Pressure
Glenpool | Springfield | PIT-607 | 006071 | Pressure Transmitter | Transmitter | Pressure
Greenville | Mabank | PIT-607 | 003717 | Pressure Transmitter | Transmitter | Pressure
Greenville | Bonham | PIT-607 | 004232 | Pressure Transmitter | Transmitter | Pressure
Greenville | Coalgate | PIT-607 | 004753 | Pressure Transmitter | Transmitter | Pressure
Houston | Conroe | PIT-607 | 003287 | Pressure Transmitter | Transmitter | Pressure
Houston | Grapeland | PIT-607 | 003498 | Pressure Transmitter | Transmitter | Pressure
Port Arthur | Hankamer | PIT-607 | 002934 | Pressure Transmitter | Transmitter | Pressure
Wood River | Rolla | PIT-607 | 006278 | Pressure Transmitter | Transmitter | Pressure
Wood River | Weldon Spring | PIT-607 | 006485 | Pressure Transmitter | Transmitter | Pressure
Glenpool | Okmulgee | PIT-608 | 004972 | Pressure Transmitter | Transmitter | Pressure
Glenpool | Claremore | PIT-608 | 005616 | Pressure Transmitter | Transmitter | Pressure
Glenpool | Joplin | PIT-608 | 005862 | Pressure Transmitter | Transmitter | Pressure
Glenpool | Springfield | PIT-608 | 006072 | Pressure Transmitter | Transmitter | Pressure
Greenville | Mabank | PIT-608 | 003718 | Pressure Transmitter | Transmitter | Pressure
Greenville | Bonham | PIT-608 | 004233 | Pressure Transmitter | Transmitter | Pressure
Greenville | Coalgate | PIT-608 | 004754 | Pressure Transmitter | Transmitter | Pressure
Houston | Conroe | PIT-608 | 003288 | Pressure Transmitter | Transmitter | Pressure
Houston | Grapeland | PIT-608 | 003499 | Pressure Transmitter | Transmitter | Pressure
Port Arthur | Hankamer | PIT-608 | 002935 | Pressure Transmitter | Transmitter | Pressure
Wood River | Rolla | PIT-608 | 006279 | Pressure Transmitter | Transmitter | Pressure
Wood River | Weldon Spring | PIT-608 | 006486 | Pressure Transmitter | Transmitter | Pressure
Glenpool | Okmulgee | PIT-611 | 004973 | Pressure Transmitter | Transmitter | Pressure
Glenpool | Claremore | PIT-611 | 005617 | Pressure Transmitter | Transmitter | Pressure
Glenpool | Joplin | PIT-611 | 005863 | Pressure Transmitter | Transmitter | Pressure
Glenpool | Springfield | PIT-611 | 006073 | Pressure Transmitter | Transmitter | Pressure
Greenville | Mabank | PIT-611 | 003719 | Pressure Transmitter | Transmitter | Pressure
Greenville | Bonham | PIT-611 | 004234 | Pressure Transmitter | Transmitter | Pressure
Greenville | Coalgate | PIT-611 | 004755 | Pressure Transmitter | Transmitter | Pressure
Houston | Conroe | PIT-611 | 003289 | Pressure Transmitter | Transmitter | Pressure
Houston | Grapeland | PIT-611 | 003500 | Pressure Transmitter | Transmitter | Pressure
Port Arthur | Hankamer | PIT-611 | 002936 | Pressure Transmitter | Transmitter | Pressure
Wood River | Rolla | PIT-611 | 006280 | Pressure Transmitter | Transmitter | Pressure
Wood River | Weldon Spring | PIT-611 | 006487 | Pressure Transmitter | Transmitter | Pressure
Glenpool | Okmulgee | PIT-621 | 004974 | Pressure Transmitter | Transmitter | Pressure
Glenpool | Claremore | PIT-621 | 005618 | Pressure Transmitter | Transmitter | Pressure
Glenpool | Joplin | PIT-621 | 005864 | Pressure Transmitter | Transmitter | Pressure
Glenpool | Springfield | PIT-621 | 006074 | Pressure Transmitter | Transmitter | Pressure
Greenville | Mabank | PIT-621 | 003720 | Pressure Transmitter | Transmitter | Pressure
Greenville | Bonham | PIT-621 | 004235 | Pressure Transmitter | Transmitter | Pressure
Greenville | Coalgate | PIT-621 | 004756 | Pressure Transmitter | Transmitter | Pressure
Houston | Conroe | PIT-621 | 003290 | Pressure Transmitter | Transmitter | Pressure
Houston | Grapeland | PIT-621 | 003501 | Pressure Transmitter | Transmitter | Pressure
Port Arthur | Hankamer | PIT-621 | 002937 | Pressure Transmitter | Transmitter | Pressure
Wood River | Rolla | PIT-621 | 006281 | Pressure Transmitter | Transmitter | Pressure
Wood River | Weldon Spring | PIT-621 | 006488 | Pressure Transmitter | Transmitter | Pressure
Glenpool | Okmulgee | PQM | 009026 | Power Quality Meter | Meter | Power Quality | General Electric |  | PQM
Greenville | Bonham | PQM | 008932 | Power Quality Meter | Meter | Power Quality | General Electric |  | PQM
Greenville | Coalgate | PQM | 008979 | Power Quality Meter | Meter | Power Quality | General Electric |  | PQM
Greenville | Mabank | PQM | 008885 | Power Quality Meter | Meter | Power Quality | General Electric |  | PQM
Houston | Conroe | PQM | 008792 | Power Quality Meter | Meter | Power Quality | General Electric |  | PQM
Houston | Grapeland | PQM | 008838 | Power Quality Meter | Meter | Power Quality | General Electric |  | PQM
Port Arthur | Hankamer | PQM | 008745 | Power Quality Meter | Meter | Power Quality | General Electric |  | PQM
Glenpool | Claremore | PSH-614 | 008006 | Pressure Switch | Switch | Pressure
Glenpool | Joplin | PSH-614 | 008407 | Pressure Switch | Switch | Pressure
Glenpool | Okmulgee | PSH-614 | 008456 | Pressure Switch | Switch | Pressure
Glenpool | Springfield | PSH-614 | 008508 | Pressure Switch | Switch | Pressure
Greenville | Bonham | PSH-614 | 007964 | Pressure Switch | Switch | Pressure
Greenville | Coalgate | PSH-614 | 007983 | Pressure Switch | Switch | Pressure
Greenville | Mabank | PSH-614 | 008432 | Pressure Switch | Switch | Pressure
Houston | Conroe | PSH-614 | 008024 | Pressure Switch | Switch | Pressure
Houston | Grapeland | PSH-614 | 008337 | Pressure Switch | Switch | Pressure
Port Arthur | Hankamer | PSH-614 | 008370 | Pressure Switch | Switch | Pressure
Wood River | Rolla | PSH-614 | 008490 | Pressure Switch | Switch | Pressure
Wood River | Weldon Spring | PSH-614 | 008544 | Pressure Switch | Switch | Pressure
Glenpool | Claremore | PSH-624 | 008007 | Pressure Switch | Switch | Pressure
Glenpool | Joplin | PSH-624 | 008408 | Pressure Switch | Switch | Pressure
Glenpool | Okmulgee | PSH-624 | 008457 | Pressure Switch | Switch | Pressure
Glenpool | Springfield | PSH-624 | 008509 | Pressure Switch | Switch | Pressure
Greenville | Bonham | PSH-624 | 007965 | Pressure Switch | Switch | Pressure
Greenville | Coalgate | PSH-624 | 007984 | Pressure Switch | Switch | Pressure
Greenville | Mabank | PSH-624 | 008433 | Pressure Switch | Switch | Pressure
Houston | Conroe | PSH-624 | 008025 | Pressure Switch | Switch | Pressure
Houston | Grapeland | PSH-624 | 008338 | Pressure Switch | Switch | Pressure
Port Arthur | Hankamer | PSH-624 | 008371 | Pressure Switch | Switch | Pressure
Wood River | Rolla | PSH-624 | 008491 | Pressure Switch | Switch | Pressure
Wood River | Weldon Spring | PSH-624 | 008545 | Pressure Switch | Switch | Pressure
Glenpool | Claremore | PSL-612 | 008008 | Pressure Switch | Switch | Pressure
Glenpool | Joplin | PSL-612 | 008409 | Pressure Switch | Switch | Pressure
Glenpool | Okmulgee | PSL-612 | 008458 | Pressure Switch | Switch | Pressure
Glenpool | Springfield | PSL-612 | 008510 | Pressure Switch | Switch | Pressure
Greenville | Bonham | PSL-612 | 007966 | Pressure Switch | Switch | Pressure
Greenville | Coalgate | PSL-612 | 007985 | Pressure Switch | Switch | Pressure
Greenville | Mabank | PSL-612 | 008434 | Pressure Switch | Switch | Pressure
Houston | Conroe | PSL-612 | 008026 | Pressure Switch | Switch | Pressure
Houston | Grapeland | PSL-612 | 008339 | Pressure Switch | Switch | Pressure
Port Arthur | Hankamer | PSL-612 | 008372 | Pressure Switch | Switch | Pressure
Wood River | Rolla | PSL-612 | 008492 | Pressure Switch | Switch | Pressure
Wood River | Weldon Spring | PSL-612 | 008546 | Pressure Switch | Switch | Pressure
Glenpool | Claremore | PSL-622 | 008009 | Pressure Switch | Switch | Pressure
Glenpool | Joplin | PSL-622 | 008410 | Pressure Switch | Switch | Pressure
Glenpool | Okmulgee | PSL-622 | 008459 | Pressure Switch | Switch | Pressure
Glenpool | Springfield | PSL-622 | 008511 | Pressure Switch | Switch | Pressure
Greenville | Bonham | PSL-622 | 007967 | Pressure Switch | Switch | Pressure
Greenville | Coalgate | PSL-622 | 007986 | Pressure Switch | Switch | Pressure
Greenville | Mabank | PSL-622 | 008435 | Pressure Switch | Switch | Pressure
Houston | Conroe | PSL-622 | 008027 | Pressure Switch | Switch | Pressure
Houston | Grapeland | PSL-622 | 008340 | Pressure Switch | Switch | Pressure
Port Arthur | Hankamer | PSL-622 | 008373 | Pressure Switch | Switch | Pressure
Wood River | Rolla | PSL-622 | 008493 | Pressure Switch | Switch | Pressure
Wood River | Weldon Spring | PSL-622 | 008547 | Pressure Switch | Switch | Pressure
Glenpool | Okmulgee | PSV-641 | 004975 | Thermal Relief | Thermal Relief
Glenpool | Claremore | PSV-641 | 005619 | Thermal Relief | Thermal Relief
Glenpool | Joplin | PSV-641 | 005865 | Thermal Relief | Thermal Relief
Glenpool | Springfield | PSV-641 | 006075 | Thermal Relief | Thermal Relief
Greenville | Mabank | PSV-641 | 003721 | Thermal Relief | Thermal Relief
Greenville | Bonham | PSV-641 | 004236 | Thermal Relief | Thermal Relief
Greenville | Coalgate | PSV-641 | 004757 | Thermal Relief | Thermal Relief
Houston | Conroe | PSV-641 | 003291 | Thermal Relief | Thermal Relief
Houston | Grapeland | PSV-641 | 003502 | Thermal Relief | Thermal Relief
Port Arthur | Hankamer | PSV-641 | 002938 | Thermal Relief | Thermal Relief
Wood River | Rolla | PSV-641 | 006282 | Thermal Relief | Thermal Relief
Wood River | Weldon Spring | PSV-641 | 006489 | Thermal Relief | Thermal Relief
Glenpool | Okmulgee | PSV-643 | 004976 | Thermal Relief | Thermal Relief
Glenpool | Claremore | PSV-643 | 005620 | Thermal Relief | Thermal Relief
Glenpool | Joplin | PSV-643 | 005866 | Thermal Relief | Thermal Relief
Glenpool | Springfield | PSV-643 | 006076 | Thermal Relief | Thermal Relief
Greenville | Mabank | PSV-643 | 003722 | Thermal Relief | Thermal Relief
Greenville | Bonham | PSV-643 | 004237 | Thermal Relief | Thermal Relief
Greenville | Coalgate | PSV-643 | 004758 | Thermal Relief | Thermal Relief
Houston | Conroe | PSV-643 | 003292 | Thermal Relief | Thermal Relief
Houston | Grapeland | PSV-643 | 003503 | Thermal Relief | Thermal Relief
Port Arthur | Hankamer | PSV-643 | 002939 | Thermal Relief | Thermal Relief
Wood River | Rolla | PSV-643 | 006283 | Thermal Relief | Thermal Relief
Wood River | Weldon Spring | PSV-643 | 006490 | Thermal Relief | Thermal Relief
Glenpool | Okmulgee | PT-601A | 004977 | Pressure Transmitter | Transmitter | Pressure
Glenpool | Claremore | PT-601A | 005621 | Pressure Transmitter | Transmitter | Pressure
Glenpool | Joplin | PT-601A | 005867 | Pressure Transmitter | Transmitter | Pressure
Glenpool | Springfield | PT-601A | 006077 | Pressure Transmitter | Transmitter | Pressure
Greenville | Mabank | PT-601A | 003723 | Pressure Transmitter | Transmitter | Pressure
Greenville | Bonham | PT-601A | 004238 | Pressure Transmitter | Transmitter | Pressure
Greenville | Coalgate | PT-601A | 004759 | Pressure Transmitter | Transmitter | Pressure
Houston | Conroe | PT-601A | 003293 | Pressure Transmitter | Transmitter | Pressure
Houston | Grapeland | PT-601A | 003504 | Pressure Transmitter | Transmitter | Pressure
Port Arthur | Hankamer | PT-601A | 002940 | Pressure Transmitter | Transmitter | Pressure
Wood River | Rolla | PT-601A | 006284 | Pressure Transmitter | Transmitter | Pressure
Wood River | Weldon Spring | PT-601A | 006491 | Pressure Transmitter | Transmitter | Pressure
Glenpool | Okmulgee | PT-603A | 004978 | Pressure Transmitter | Transmitter | Pressure
Glenpool | Claremore | PT-603A | 005622 | Pressure Transmitter | Transmitter | Pressure
Glenpool | Joplin | PT-603A | 005868 | Pressure Transmitter | Transmitter | Pressure
Glenpool | Springfield | PT-603A | 006078 | Pressure Transmitter | Transmitter | Pressure
Greenville | Mabank | PT-603A | 003724 | Pressure Transmitter | Transmitter | Pressure
Greenville | Bonham | PT-603A | 004239 | Pressure Transmitter | Transmitter | Pressure
Greenville | Coalgate | PT-603A | 004760 | Pressure Transmitter | Transmitter | Pressure
Houston | Conroe | PT-603A | 003294 | Pressure Transmitter | Transmitter | Pressure
Houston | Grapeland | PT-603A | 003505 | Pressure Transmitter | Transmitter | Pressure
Port Arthur | Hankamer | PT-603A | 002941 | Pressure Transmitter | Transmitter | Pressure
Wood River | Rolla | PT-603A | 006285 | Pressure Transmitter | Transmitter | Pressure
Wood River | Weldon Spring | PT-603A | 006492 | Pressure Transmitter | Transmitter | Pressure
Glenpool | Claremore | PU1-LUB | 008010 | Lube Oil System | Lube Oil System
Glenpool | Joplin | PU1-LUB | 008411 | Lube Oil System | Lube Oil System
Glenpool | Okmulgee | PU1-LUB | 008460 | Lube Oil System | Lube Oil System
Glenpool | Springfield | PU1-LUB | 008512 | Lube Oil System | Lube Oil System
Greenville | Bonham | PU1-LUB | 007968 | Lube Oil System | Lube Oil System
Greenville | Coalgate | PU1-LUB | 007987 | Lube Oil System | Lube Oil System
Greenville | Mabank | PU1-LUB | 008436 | Lube Oil System | Lube Oil System
Houston | Conroe | PU1-LUB | 008028 | Lube Oil System | Lube Oil System
Houston | Grapeland | PU1-LUB | 008341 | Lube Oil System | Lube Oil System
Port Arthur | Hankamer | PU1-LUB | 008374 | Lube Oil System | Lube Oil System
Wood River | Rolla | PU1-LUB | 008494 | Lube Oil System | Lube Oil System
Wood River | Weldon Spring | PU1-LUB | 008548 | Lube Oil System | Lube Oil System
Glenpool | Claremore | PU1-Motor | 008011 | Horizontal Motor | Motor | Horizontal
Glenpool | Joplin | PU1-Motor | 008412 | Horizontal Motor | Motor | Horizontal
Glenpool | Okmulgee | PU1-Motor | 008461 | Horizontal Motor | Motor | Horizontal
Glenpool | Springfield | PU1-Motor | 008513 | Horizontal Motor | Motor | Horizontal
Greenville | Coalgate | PU1-Motor | 007988 | Horizontal Motor | Motor | Horizontal
Greenville | Mabank | PU1-Motor | 008437 | Horizontal Motor | Motor | Horizontal
Greenville | Bonham | PU1-Motor | 007969 | Horizontal Motor | Motor | Horizontal
Houston | Conroe | PU1-Motor | 008029 | Horizontal Motor | Motor | Horizontal
Houston | Grapeland | PU1-Motor | 008342 | Horizontal Motor | Motor | Horizontal
Port Arthur | Hankamer | PU1-Motor | 008375 | Horizontal Motor | Motor | Horizontal
Wood River | Rolla | PU1-Motor | 008495 | Horizontal Motor | Motor | Horizontal
Wood River | Weldon Spring | PU1-Motor | 008549 | Horizontal Motor | Motor | Horizontal
Glenpool | Okmulgee | PU1-Pump | 004979 | Horizontal-Centrifugal Pump | Pump | Horizontal-Centrifugal
Glenpool | Claremore | PU1-Pump | 005623 | Horizontal-Centrifugal Pump | Pump | Horizontal-Centrifugal
Glenpool | Joplin | PU1-Pump | 005869 | Horizontal-Centrifugal Pump | Pump | Horizontal-Centrifugal
Glenpool | Springfield | PU1-Pump | 006079 | Horizontal-Centrifugal Pump | Pump | Horizontal-Centrifugal
Greenville | Mabank | PU1-Pump | 003725 | Horizontal-Centrifugal Pump | Pump | Horizontal-Centrifugal
Greenville | Bonham | PU1-Pump | 004240 | Horizontal-Centrifugal Pump | Pump | Horizontal-Centrifugal
Greenville | Coalgate | PU1-Pump | 004761 | Horizontal-Centrifugal Pump | Pump | Horizontal-Centrifugal
Houston | Conroe | PU1-Pump | 003295 | Horizontal-Centrifugal Pump | Pump | Horizontal-Centrifugal
Houston | Grapeland | PU1-Pump | 003506 | Horizontal-Centrifugal Pump | Pump | Horizontal-Centrifugal
Port Arthur | Hankamer | PU1-Pump | 002942 | Horizontal-Centrifugal Pump | Pump | Horizontal-Centrifugal
Wood River | Rolla | PU1-Pump | 006286 | Horizontal-Centrifugal Pump | Pump | Horizontal-Centrifugal
Wood River | Weldon Spring | PU1-Pump | 006493 | Horizontal-Centrifugal Pump | Pump | Horizontal-Centrifugal
Glenpool | Claremore | PU2-LUB | 008012 | Lube Oil System | Lube Oil System
Glenpool | Joplin | PU2-LUB | 008413 | Lube Oil System | Lube Oil System
Glenpool | Okmulgee | PU2-LUB | 008462 | Lube Oil System | Lube Oil System
Glenpool | Springfield | PU2-LUB | 008514 | Lube Oil System | Lube Oil System
Greenville | Bonham | PU2-LUB | 007970 | Lube Oil System | Lube Oil System
Greenville | Coalgate | PU2-LUB | 007989 | Lube Oil System | Lube Oil System
Greenville | Mabank | PU2-LUB | 008438 | Lube Oil System | Lube Oil System
Houston | Conroe | PU2-LUB | 008030 | Lube Oil System | Lube Oil System
Houston | Grapeland | PU2-LUB | 008343 | Lube Oil System | Lube Oil System
Port Arthur | Hankamer | PU2-LUB | 008376 | Lube Oil System | Lube Oil System
Wood River | Rolla | PU2-LUB | 008496 | Lube Oil System | Lube Oil System
Wood River | Weldon Spring | PU2-LUB | 008550 | Lube Oil System | Lube Oil System
Glenpool | Claremore | PU2-Motor | 008013 | Horizontal Motor | Motor | Horizontal
Glenpool | Joplin | PU2-Motor | 008414 | Horizontal Motor | Motor | Horizontal
Glenpool | Okmulgee | PU2-Motor | 008463 | Horizontal Motor | Motor | Horizontal
Glenpool | Springfield | PU2-Motor | 008515 | Horizontal Motor | Motor | Horizontal
Greenville | Coalgate | PU2-Motor | 007990 | Horizontal Motor | Motor | Horizontal
Greenville | Mabank | PU2-Motor | 008439 | Horizontal Motor | Motor | Horizontal
Greenville | Bonham | PU2-Motor | 007971 | Horizontal Motor | Motor | Horizontal
Houston | Conroe | PU2-Motor | 008031 | Horizontal Motor | Motor | Horizontal
Houston | Grapeland | PU2-Motor | 008344 | Horizontal Motor | Motor | Horizontal
Port Arthur | Hankamer | PU2-Motor | 008377 | Horizontal Motor | Motor | Horizontal
Wood River | Rolla | PU2-Motor | 008497 | Horizontal Motor | Motor | Horizontal
Wood River | Weldon Spring | PU2-Motor | 008551 | Horizontal Motor | Motor | Horizontal
Glenpool | Okmulgee | PU2-Pump | 004980 | Horizontal-Centrifugal Pump | Pump | Horizontal-Centrifugal
Glenpool | Claremore | PU2-Pump | 005624 | Horizontal-Centrifugal Pump | Pump | Horizontal-Centrifugal
Glenpool | Joplin | PU2-Pump | 005870 | Horizontal-Centrifugal Pump | Pump | Horizontal-Centrifugal
Glenpool | Springfield | PU2-Pump | 006080 | Horizontal-Centrifugal Pump | Pump | Horizontal-Centrifugal
Greenville | Mabank | PU2-Pump | 003726 | Horizontal-Centrifugal Pump | Pump | Horizontal-Centrifugal
Greenville | Bonham | PU2-Pump | 004241 | Horizontal-Centrifugal Pump | Pump | Horizontal-Centrifugal
Greenville | Coalgate | PU2-Pump | 004762 | Horizontal-Centrifugal Pump | Pump | Horizontal-Centrifugal
Houston | Conroe | PU2-Pump | 003296 | Horizontal-Centrifugal Pump | Pump | Horizontal-Centrifugal
Houston | Grapeland | PU2-Pump | 003507 | Horizontal-Centrifugal Pump | Pump | Horizontal-Centrifugal
Port Arthur | Hankamer | PU2-Pump | 002943 | Horizontal-Centrifugal Pump | Pump | Horizontal-Centrifugal
Wood River | Rolla | PU2-Pump | 006287 | Horizontal-Centrifugal Pump | Pump | Horizontal-Centrifugal
Wood River | Weldon Spring | PU2-Pump | 006494 | Horizontal-Centrifugal Pump | Pump | Horizontal-Centrifugal
Glenpool | Okmulgee | PV603 | 004981 | Ball Valve | Valve | Ball | Fisher | Fisher | V260C | 16239990 |  |  |  | 50990-7016-00
Glenpool | Claremore | PV603 | 005625 | Ball Valve | Valve | Ball | Fisher | Fisher | V260C | 16239991 |  |  |  | 50990-7016-00
Glenpool | Joplin | PV603 | 005871 | Ball Valve | Valve | Ball | Fisher | Fisher | V260C | 16239728 |  |  |  | 50990-7016-00
Glenpool | Springfield | PV603 | 006081 | Ball Valve | Valve | Ball | Fisher | Fisher | V260C | 16239993 |  |  |  | 50990-7016-01
Greenville | Mabank | PV603 | 003727 | Ball Valve | Valve | Ball | Fisher | Fisher | V260C
Greenville | Bonham | PV603 | 004242 | Ball Valve | Valve | Ball | Fisher | Fisher | V260C
Greenville | Coalgate | PV603 | 004763 | Ball Valve | Valve | Ball | Fisher | Fisher | V260C
Houston | Conroe | PV603 | 003297 | Ball Valve | Valve | Ball | Fisher | Fisher | V260C | 16239727 |  |  |  | 50990-7016-01
Houston | Grapeland | PV603 | 003508 | Ball Valve | Valve | Ball | Fisher | Fisher | V260C
Port Arthur | Hankamer | PV603 | 002944 | Ball Valve | Valve | Ball | Fisher | Fisher | V260C | 16239986
Wood River | Rolla | PV603 | 006288 | Ball Valve | Valve | Ball | Fisher | Fisher | V260C | 16239987 |  |  |  | 50990-7016-00
Wood River | Weldon Spring | PV603 | 006495 | Ball Valve | Valve | Ball | Fisher | Fisher | V260C
Glenpool | Okmulgee | PV603 | 009046 | Electraulic Valve Actuator | Valve Actuator | Electraulic | Rexa | Rexa | R100000-90-.5DP9-P-0 | C020306-3-1
Glenpool | Joplin | PV603 | 009130 | Electraulic Valve Actuator | Valve Actuator | Electraulic | Rexa | Rexa | R100000-90-.5DP9-P-0
Glenpool | Claremore | PV603 | 009088 | Electraulic Valve Actuator | Valve Actuator | Electraulic | Rexa | Rexa | R100000-90-.5DP9-P-0 | C020306-3-2
Glenpool | Springfield | PV603 | 009172 | Electraulic Valve Actuator | Valve Actuator | Electraulic | Rexa | Rexa | R100000-90-.5DP9-P-0
Greenville | Mabank | PV603 | 008905 | Electraulic Valve Actuator | Valve Actuator | Electraulic | Rexa | Rexa | R100000-90-.5DP9-P-0
Greenville | Coalgate | PV603 | 008999 | Electraulic Valve Actuator | Valve Actuator | Electraulic | Rexa | Rexa | R100000-90-.5DP9-P-0
Greenville | Bonham | PV603 | 008952 | Electraulic Valve Actuator | Valve Actuator | Electraulic | Rexa | Rexa | R100000-90-.5DP9-P-0
Houston | Grapeland | PV603 | 008858 | Electraulic Valve Actuator | Valve Actuator | Electraulic | Rexa | Rexa | R100000-90-.5DP9-P-0
Houston | Conroe | PV603 | 008812 | Electraulic Valve Actuator | Valve Actuator | Electraulic | Rexa | Rexa | R100000-90-.5DP9-P-0
Port Arthur | Hankamer | PV603 | 008765 | Electraulic Valve Actuator | Valve Actuator | Electraulic | Rexa | Rexa | R100000-90-.5DP9-P-0
Wood River | Weldon Spring | PV603 | 009256 | Electraulic Valve Actuator | Valve Actuator | Electraulic | Rexa | Rexa | R100000-90-.5DP9-P-0
Wood River | Rolla | PV603 | 009214 | Electraulic Valve Actuator | Valve Actuator | Electraulic | Rexa | Rexa | R100000-90-.5DP9-P-0
Glenpool | Claremore | PV-603 Panel | 009087 | Control Panel | Panel | Control | Rexa
Glenpool | Joplin | PV-603 Panel | 009129 | Control Panel | Panel | Control | Rexa
Glenpool | Okmulgee | PV-603 Panel | 009045 | Control Panel | Panel | Control | Rexa
Glenpool | Springfield | PV-603 Panel | 009171 | Control Panel | Panel | Control | Rexa
Greenville | Bonham | PV-603 Panel | 008951 | Control Panel | Panel | Control | Rexa
Greenville | Coalgate | PV-603 Panel | 008998 | Control Panel | Panel | Control | Rexa
Greenville | Mabank | PV-603 Panel | 008904 | Control Panel | Panel | Control | Rexa
Houston | Conroe | PV-603 Panel | 008811 | Control Panel | Panel | Control | Rexa
Houston | Grapeland | PV-603 Panel | 008857 | Control Panel | Panel | Control | Rexa
Port Arthur | Hankamer | PV-603 Panel | 008764 | Control Panel | Panel | Control | Rexa
Wood River | Rolla | PV-603 Panel | 009213 | Control Panel | Panel | Control | Rexa
Wood River | Weldon Spring | PV-603 Panel | 009255 | Control Panel | Panel | Control | Rexa
Glenpool | Claremore | PV-603 Transformer | 009089 | 480V to 240V 3 Phase Transformer | Transformer | 480V to 240V 3 Phase
Glenpool | Joplin | PV-603 Transformer | 009131 | 480V to 240V 3 Phase Transformer | Transformer | 480V to 240V 3 Phase
Glenpool | Okmulgee | PV-603 Transformer | 009047 | 480V to 240V 3 Phase Transformer | Transformer | 480V to 240V 3 Phase
Glenpool | Springfield | PV-603 Transformer | 009173 | 480V to 240V 3 Phase Transformer | Transformer | 480V to 240V 3 Phase
Greenville | Bonham | PV-603 Transformer | 008953 | 480V to 240V 3 Phase Transformer | Transformer | 480V to 240V 3 Phase
Greenville | Coalgate | PV-603 Transformer | 009000 | 480V to 240V 3 Phase Transformer | Transformer | 480V to 240V 3 Phase
Greenville | Mabank | PV-603 Transformer | 008906 | 480V to 240V 3 Phase Transformer | Transformer | 480V to 240V 3 Phase
Houston | Grapeland | PV-603 Transformer | 008859 | 480V to 240V 3 Phase Transformer | Transformer | 480V to 240V 3 Phase
Port Arthur | Hankamer | PV-603 Transformer | 008766 | 480V to 240V 3 Phase Transformer | Transformer | 480V to 240V 3 Phase
Wood River | Rolla | PV-603 Transformer | 009215 | 480V to 240V 3 Phase Transformer | Transformer | 480V to 240V 3 Phase
Wood River | Weldon Spring | PV-603 Transformer | 009257 | 480V to 240V 3 Phase Transformer | Transformer | 480V to 240V 3 Phase
Glenpool | Okmulgee | SP-101 | 004982 | Vertical Can-Sump Pump | Vertical Can-Sump Pump |  | RuhrPumpen | RuhrPumpen | 600 VLT | 200056-7 |  |  |  | Willbros#50990602300
Glenpool | Claremore | SP-101 | 005626 | Vertical Can-Sump Pump | Vertical Can-Sump Pump |  | RuhrPumpen | RuhrPumpen | 600 VLT | 200056-8 |  |  |  | Willbros#50990602300
Glenpool | Joplin | SP-101 | 005872 | Vertical Can-Sump Pump | Vertical Can-Sump Pump |  | RuhrPumpen | RuhrPumpen | 600 VLT | 200056-2 |  |  |  | Willbros#50990602300
Glenpool | Springfield | SP-101 | 006082 | Vertical Can-Sump Pump | Vertical Can-Sump Pump |  | RuhrPumpen | RuhrPumpen | 600 VLT | 200056-10 |  |  |  | Willbros#50990602300
Greenville | Mabank | SP-101 | 003728 | Vertical Can-Sump Pump | Vertical Can-Sump Pump |  | RuhrPumpen | RuhrPumpen | 600 VLT | 200056-4 |  |  |  | Willbros#50990602300
Greenville | Bonham | SP-101 | 004243 | Vertical Can-Sump Pump | Vertical Can-Sump Pump |  | RuhrPumpen | RuhrPumpen | 600 VLT |  |  |  |  | Willbros#50990602300
Greenville | Coalgate | SP-101 | 004764 | Vertical Can-Sump Pump | Vertical Can-Sump Pump |  | RuhrPumpen | RuhrPumpen | 600 VLT | 200056-6 |  |  |  | Willbros#50990602300
Houston | Conroe | SP-101 | 003298 | Vertical Can-Sump Pump | Vertical Can-Sump Pump |  | RuhrPumpen | RuhrPumpen | 600 VLT |  |  |  |  | Willbros#50990602300
Houston | Grapeland | SP-101 | 003509 | Vertical Can-Sump Pump | Vertical Can-Sump Pump |  | RuhrPumpen | RuhrPumpen | 600 VLT | 200056-3 |  |  |  | Willbros#50990602300
Port Arthur | Hankamer | SP-101 | 002945 | Vertical Can-Sump Pump | Vertical Can-Sump Pump |  | RuhrPumpen | RuhrPumpen | 600 VLT | 50990-623-00 |  |  |  | Willbros#50990602300
Wood River | Rolla | SP-101 | 006289 | Vertical Can-Sump Pump | Vertical Can-Sump Pump |  | RuhrPumpen | RuhrPumpen | 600 VLT | 200056-11 |  |  |  | Willbros#50990602300
Wood River | Weldon Spring | SP-101 | 006496 | Vertical Can-Sump Pump | Vertical Can-Sump Pump |  | RuhrPumpen | RuhrPumpen | 600 VLT | 200056-12 |  |  |  | Willbros#50990602300
Glenpool | Okmulgee | SP-101 | 008691 | Vertical-Sump Motor | Motor | Vertical-Sump | General Electric |  | 5K184STP121 |  |  |  |  | Willbros
Glenpool | Claremore | SP-101 | 008692 | Vertical-Sump Motor | Motor | Vertical-Sump | US Motors |  | 02659058-100 |  |  |  |  | Willbros
Glenpool | Joplin | SP-101 | 008693 | Vertical-Sump Motor | Motor | Vertical-Sump | US Motors |  | Not Found |  |  |  |  | Willbros
Glenpool | Springfield | SP-101 | 008694 | Vertical-Sump Motor | Motor | Vertical-Sump | US Motors |  | Not Found |  |  |  |  | Willbros
Greenville | Mabank | SP-101 | 008688 | Vertical-Sump Motor | Motor | Vertical-Sump | US Motors |  | Not Found |  |  |  |  | Willbros
Greenville | Bonham | SP-101 | 008689 | Vertical-Sump Motor | Motor | Vertical-Sump
Greenville | Coalgate | SP-101 | 008690 | Vertical-Sump Motor | Motor | Vertical-Sump | US Motors |  | Not Found |  |  |  |  | Willbros
Houston | Conroe | SP-101 | 008686 | Vertical-Sump Motor | Motor | Vertical-Sump | Emerson |  | Not Found |  |  |  |  | Willbros
Houston | Grapeland | SP-101 | 008687 | Vertical-Sump Motor | Motor | Vertical-Sump | US Motors |  | Not Found |  |  |  |  | Willbros
Port Arthur | Hankamer | SP-101 | 008685 | Vertical-Sump Motor | Motor | Vertical-Sump | US Motors |  | F0401040561100F |  |  |  |  | Willbros
Wood River | Rolla | SP-101 | 008695 | Vertical-Sump Motor | Motor | Vertical-Sump | US Motors | [6 empty] | Willbros
Wood River | Weldon Spring | SP-101 | 008696 | Vertical-Sump Motor | Motor | Vertical-Sump | US Motors |  | Not Found |  |  |  |  | Willbros
Glenpool | Claremore | SSS-1 | 009080 | Contollogix Programmable Logic Controller | Programmable Logic Controller | Controllogix | Allen Bradley |  | Contollogix
Glenpool | Springfield | SSS-1 | 009164 | Contollogix Programmable Logic Controller | Programmable Logic Controller | Controllogix | Allen Bradley |  | Contollogix
Glenpool | Okmulgee | SSS-1 | 009038 | Contollogix Programmable Logic Controller | Programmable Logic Controller | Controllogix | Allen Bradley |  | Contollogix
Glenpool | Joplin | SSS-1 | 009122 | Contollogix Programmable Logic Controller | Programmable Logic Controller | Controllogix | Allen Bradley |  | Contollogix
Greenville | Mabank | SSS-1 | 008897 | Contollogix Programmable Logic Controller | Programmable Logic Controller | Controllogix | Allen Bradley |  | Contollogix
Greenville | Coalgate | SSS-1 | 008991 | Contollogix Programmable Logic Controller | Programmable Logic Controller | Controllogix | Allen Bradley |  | Contollogix
Greenville | Bonham | SSS-1 | 008944 | Contollogix Programmable Logic Controller | Programmable Logic Controller | Controllogix | Allen Bradley |  | Contollogix
Houston | Grapeland | SSS-1 | 008850 | Contollogix Programmable Logic Controller | Programmable Logic Controller | Controllogix | Allen Bradley |  | Contollogix
Houston | Conroe | SSS-1 | 008804 | Contollogix Programmable Logic Controller | Programmable Logic Controller | Controllogix | Allen Bradley |  | Contollogix
Port Arthur | Hankamer | SSS-1 | 008757 | Contollogix Programmable Logic Controller | Programmable Logic Controller | Controllogix | Allen Bradley |  | Contollogix
Wood River | Weldon Spring | SSS-1 | 009248 | Contollogix Programmable Logic Controller | Programmable Logic Controller | Controllogix | Allen Bradley |  | Contollogix
Wood River | Rolla | SSS-1 | 009206 | Contollogix Programmable Logic Controller | Programmable Logic Controller | Controllogix | Allen Bradley |  | Contollogix
Glenpool | Okmulgee | ST-101 | 004983 | Sump Tank | Tank | Sump
Glenpool | Claremore | ST-101 | 005627 | Sump Tank | Tank | Sump
Glenpool | Joplin | ST-101 | 005873 | Sump Tank | Tank | Sump
Glenpool | Springfield | ST-101 | 006083 | Sump Tank | Tank | Sump
Greenville | Mabank | ST-101 | 003729 | Sump Tank | Tank | Sump
Greenville | Bonham | ST-101 | 004244 | Sump Tank | Tank | Sump
Greenville | Coalgate | ST-101 | 004765 | Sump Tank | Tank | Sump
Houston | Conroe | ST-101 | 003299 | Sump Tank | Tank | Sump
Houston | Grapeland | ST-101 | 003510 | Sump Tank | Tank | Sump
Port Arthur | Hankamer | ST-101 | 002946 | Sump Tank | Tank | Sump
Wood River | Rolla | ST-101 | 006290 | Sump Tank | Tank | Sump
Wood River | Weldon Spring | ST-101 | 006497 | Sump Tank | Tank | Sump
Glenpool | Okmulgee | STR-101 | 004984 | Strainer | Strainer
Glenpool | Claremore | STR-101 | 005628 | Strainer | Strainer
Glenpool | Joplin | STR-101 | 005874 | Strainer | Strainer
Glenpool | Springfield | STR-101 | 006084 | Strainer | Strainer
Greenville | Mabank | STR-101 | 003730 | Strainer | Strainer
Greenville | Bonham | STR-101 | 004245 | Strainer | Strainer
Greenville | Coalgate | STR-101 | 004766 | Strainer | Strainer
Houston | Conroe | STR-101 | 003300 | Strainer | Strainer
Houston | Grapeland | STR-101 | 003511 | Strainer | Strainer
Port Arthur | Hankamer | STR-101 | 002947 | Strainer | Strainer
Wood River | Rolla | STR-101 | 006291 | Strainer | Strainer
Wood River | Weldon Spring | STR-101 | 006498 | Strainer | Strainer
Glenpool | Claremore | Sub-Station PLC | 009083 | Flex Logic Programmable Logic Controller | Programmable Logic Controller | Flex Logic | Allen Bradley |  | Flex Logic
Glenpool | Springfield | Sub-Station PLC | 009167 | Flex Logic Programmable Logic Controller | Programmable Logic Controller | Flex Logic | Allen Bradley |  | Flex Logic
Glenpool | Okmulgee | Sub-Station PLC | 009041 | Flex Logic Programmable Logic Controller | Programmable Logic Controller | Flex Logic | Allen Bradley |  | Flex Logic
Glenpool | Joplin | Sub-Station PLC | 009125 | Flex Logic Programmable Logic Controller | Programmable Logic Controller | Flex Logic | Allen Bradley |  | Flex Logic
Greenville | Mabank | Sub-Station PLC | 008900 | Flex Logic Programmable Logic Controller | Programmable Logic Controller | Flex Logic | Allen Bradley |  | Flex Logic
Greenville | Coalgate | Sub-Station PLC | 008994 | Flex Logic Programmable Logic Controller | Programmable Logic Controller | Flex Logic | Allen Bradley |  | Flex Logic
Greenville | Bonham | Sub-Station PLC | 008947 | Flex Logic Programmable Logic Controller | Programmable Logic Controller | Flex Logic | Allen Bradley |  | Flex Logic
Houston | Grapeland | Sub-Station PLC | 008853 | Flex Logic Programmable Logic Controller | Programmable Logic Controller | Flex Logic | Allen Bradley |  | Flex Logic
Houston | Conroe | Sub-Station PLC | 008807 | Flex Logic Programmable Logic Controller | Programmable Logic Controller | Flex Logic | Allen Bradley |  | Flex Logic
Port Arthur | Hankamer | Sub-Station PLC | 008760 | Flex Logic Programmable Logic Controller | Programmable Logic Controller | Flex Logic | Allen Bradley |  | Flex Logic
Wood River | Weldon Spring | Sub-Station PLC | 009251 | Flex Logic Programmable Logic Controller | Programmable Logic Controller | Flex Logic | Allen Bradley |  | Flex Logic
Wood River | Rolla | Sub-Station PLC | 009209 | Flex Logic Programmable Logic Controller | Programmable Logic Controller | Flex Logic | Allen Bradley |  | Flex Logic
Glenpool | Okmulgee | SV104 | 004985 | Solenoid Valve | Valve | Solenoid
Glenpool | Claremore | SV104 | 005629 | Solenoid Valve | Valve | Solenoid
Glenpool | Joplin | SV104 | 005875 | Solenoid Valve | Valve | Solenoid
Glenpool | Springfield | SV104 | 006085 | Solenoid Valve | Valve | Solenoid
Greenville | Mabank | SV104 | 003731 | Solenoid Valve | Valve | Solenoid
Greenville | Bonham | SV104 | 004246 | Solenoid Valve | Valve | Solenoid
Greenville | Coalgate | SV104 | 004767 | Solenoid Valve | Valve | Solenoid
Houston | Conroe | SV104 | 003301 | Solenoid Valve | Valve | Solenoid
Houston | Grapeland | SV104 | 003512 | Solenoid Valve | Valve | Solenoid
Port Arthur | Hankamer | SV104 | 002948 | Solenoid Valve | Valve | Solenoid
Wood River | Rolla | SV104 | 006292 | Solenoid Valve | Valve | Solenoid
Wood River | Weldon Spring | SV104 | 006499 | Solenoid Valve | Valve | Solenoid
Glenpool | Claremore | SV107 | 005630 | Solenoid Valve | Valve | Solenoid
Glenpool | Joplin | SV107 | 005876 | Solenoid Valve | Valve | Solenoid
Glenpool | Springfield | SV107 | 006086 | Solenoid Valve | Valve | Solenoid
Greenville | Mabank | SV107 | 003732 | Solenoid Valve | Valve | Solenoid
Greenville | Bonham | SV107 | 004247 | Solenoid Valve | Valve | Solenoid
Greenville | Coalgate | SV107 | 004768 | Solenoid Valve | Valve | Solenoid
Houston | Conroe | SV107 | 003302 | Solenoid Valve | Valve | Solenoid
Houston | Grapeland | SV107 | 003513 | Solenoid Valve | Valve | Solenoid
Port Arthur | Hankamer | SV107 | 002949 | Solenoid Valve | Valve | Solenoid
Wood River | Rolla | SV107 | 006293 | Solenoid Valve | Valve | Solenoid
Wood River | Weldon Spring | SV107 | 006500 | Solenoid Valve | Valve | Solenoid
Glenpool | Okmulgee | SV107 | 004886 | Valve | Valve | Solenoid
Glenpool | Claremore | SV-510 | 008014 | Solenoid Valve | Valve | Solenoid
Glenpool | Joplin | SV-510 | 008415 | Solenoid Valve | Valve | Solenoid
Glenpool | Okmulgee | SV-510 | 008464 | Solenoid Valve | Valve | Solenoid
Glenpool | Springfield | SV-510 | 008516 | Solenoid Valve | Valve | Solenoid
Greenville | Bonham | SV-510 | 007972 | Solenoid Valve | Valve | Solenoid
Greenville | Coalgate | SV-510 | 007991 | Solenoid Valve | Valve | Solenoid
Greenville | Mabank | SV-510 | 008440 | Solenoid Valve | Valve | Solenoid
Houston | Conroe | SV-510 | 008032 | Solenoid Valve | Valve | Solenoid
Houston | Grapeland | SV-510 | 008345 | Solenoid Valve | Valve | Solenoid
Port Arthur | Hankamer | SV-510 | 008378 | Solenoid Valve | Valve | Solenoid
Wood River | Rolla | SV-510 | 008498 | Solenoid Valve | Valve | Solenoid
Wood River | Weldon Spring | SV-510 | 008552 | Solenoid Valve | Valve | Solenoid
Glenpool | Claremore | SV-520 | 008015 | Solenoid Valve | Valve | Solenoid
Glenpool | Joplin | SV-520 | 008416 | Solenoid Valve | Valve | Solenoid
Glenpool | Okmulgee | SV-520 | 008465 | Solenoid Valve | Valve | Solenoid
Glenpool | Springfield | SV-520 | 008517 | Solenoid Valve | Valve | Solenoid
Greenville | Bonham | SV-520 | 007973 | Solenoid Valve | Valve | Solenoid
Greenville | Coalgate | SV-520 | 007992 | Solenoid Valve | Valve | Solenoid
Greenville | Mabank | SV-520 | 008441 | Solenoid Valve | Valve | Solenoid
Houston | Conroe | SV-520 | 008033 | Solenoid Valve | Valve | Solenoid
Houston | Grapeland | SV-520 | 008346 | Solenoid Valve | Valve | Solenoid
Port Arthur | Hankamer | SV-520 | 008379 | Solenoid Valve | Valve | Solenoid
Wood River | Rolla | SV-520 | 008499 | Solenoid Valve | Valve | Solenoid
Wood River | Weldon Spring | SV-520 | 008553 | Solenoid Valve | Valve | Solenoid
Glenpool | Okmulgee | T11 | 009027 | Feeder Management Relay | Relay | Feeder Management | General Electric |  | Multilin 750
Greenville | Bonham | T11 | 008933 | Feeder Management Relay | Relay | Feeder Management | General Electric |  | Multilin 750
Greenville | Mabank | T11 | 008886 | Feeder Management Relay | Relay | Feeder Management | General Electric |  | Multilin 750
Greenville | Coalgate | T11 | 008980 | Feeder Management Relay | Relay | Feeder Management | General Electric |  | Multilin 750
Houston | Grapeland | T11 | 008839 | Feeder Management Relay | Relay | Feeder Management | General Electric |  | Multilin 750
Houston | Conroe | T11 | 008793 | Feeder Management Relay | Relay | Feeder Management | General Electric |  | Multilin 750
Port Arthur | Hankamer | T11 | 008746 | Feeder Management Relay | Relay | Feeder Management | General Electric |  | Multilin 750
Glenpool | Okmulgee | T52 | 004986 | Medium Voltage Breaker | Breaker | Medium Voltage
Glenpool | Claremore | T52 | 005631 | Medium Voltage Breaker | Breaker | Medium Voltage
Glenpool | Joplin | T52 | 005877 | Medium Voltage Breaker | Breaker | Medium Voltage
Glenpool | Springfield | T52 | 006087 | Medium Voltage Breaker | Breaker | Medium Voltage
Greenville | Mabank | T52 | 003733 | Medium Voltage Breaker | Breaker | Medium Voltage
Greenville | Bonham | T52 | 004248 | Medium Voltage Breaker | Breaker | Medium Voltage
Greenville | Coalgate | T52 | 004769 | Medium Voltage Breaker | Breaker | Medium Voltage
Houston | Conroe | T52 | 003303 | Medium Voltage Breaker | Breaker | Medium Voltage
Houston | Grapeland | T52 | 003514 | Medium Voltage Breaker | Breaker | Medium Voltage
Port Arthur | Hankamer | T52 | 002950 | Medium Voltage Breaker | Breaker | Medium Voltage
Wood River | Rolla | T52 | 006294 | Medium Voltage Breaker | Breaker | Medium Voltage
Wood River | Weldon Spring | T52 | 006501 | Medium Voltage Breaker | Breaker | Medium Voltage
Port Arthur | Hankamer | TK-191 | 000191 | Transmix Tank | Tank | Transmix | [6 empty] | 2002-01-01
Houston | Conroe | TK-194 | 000194 | Transmix Tank | Tank | Transmix | [6 empty] | 2002-01-01
Houston | Grapeland | TK-196 | 000196 | Transmix Tank | Tank | Transmix | CB&I | [5 empty] | 2002-01-01
Greenville | Mabank | TK-198 | 000198 | Transmix Tank | Tank | Transmix | [6 empty] | 2002-01-01
Greenville | Bonham | TK-292 | 000292 | Transmix Tank | Tank | Transmix | [6 empty] | 2002-01-01
Greenville | Coalgate | TK-294 | 000294 | Transmix Tank | Tank | Transmix | [6 empty] | 2002-01-01
Glenpool | Okmulgee | TK-348 | 000348 | Transmix Tank | Tank | Transmix | [6 empty] | 2002-01-01
Glenpool | Claremore | TK-392 | 000392 | Transmix Tank | Tank | Transmix | [6 empty] | 2002-01-01
Glenpool | Joplin | TK-394 | 000394 | Transmix Tank | Tank | Transmix | [6 empty] | 2002-01-01
Glenpool | Springfield | TK-396 | 000396 | Transmix Tank | Tank | Transmix | [6 empty] | 2002-01-01
Wood River | Rolla | TK-398 | 000398 | Transmix Tank | Tank | Transmix | [6 empty] | 2002-01-01
Wood River | Weldon Spring | TK-491 | 000491 | Transmix Tank | Tank | Transmix | GATX | [5 empty] | 2002-01-01
Glenpool | Okmulgee | TP-101 | 004987 | Positive Displacement Pump | Pump | Positive Displacement
Glenpool | Claremore | TP-101 | 005632 | Positive Displacement Pump | Pump | Positive Displacement
Glenpool | Joplin | TP-101 | 005878 | Positive Displacement Pump | Pump | Positive Displacement
Glenpool | Springfield | TP-101 | 006088 | Positive Displacement Pump | Pump | Positive Displacement
Greenville | Mabank | TP-101 | 003734 | Positive Displacement Pump | Pump | Positive Displacement
Greenville | Bonham | TP-101 | 004249 | Positive Displacement Pump | Pump | Positive Displacement
Greenville | Coalgate | TP-101 | 004770 | Positive Displacement Pump | Pump | Positive Displacement
Houston | Conroe | TP-101 | 003304 | Positive Displacement Pump | Pump | Positive Displacement
Houston | Grapeland | TP-101 | 003515 | Positive Displacement Pump | Pump | Positive Displacement
Port Arthur | Hankamer | TP-101 | 002951 | Positive Displacement Pump | Pump | Positive Displacement
Wood River | Rolla | TP-101 | 006295 | Positive Displacement Pump | Pump | Positive Displacement
Wood River | Weldon Spring | TP-101 | 006502 | Positive Displacement Pump | Pump | Positive Displacement
Glenpool | Okmulgee | TR-1 | 004988 | Thermal Relief | Thermal Relief
Glenpool | Claremore | TR-1 | 005633 | Thermal Relief | Thermal Relief
Glenpool | Joplin | TR-1 | 005879 | Thermal Relief | Thermal Relief
Glenpool | Springfield | TR-1 | 006089 | Thermal Relief | Thermal Relief
Greenville | Mabank | TR-1 | 003735 | Thermal Relief | Thermal Relief
Greenville | Bonham | TR-1 | 004250 | Thermal Relief | Thermal Relief
Greenville | Coalgate | TR-1 | 004771 | Thermal Relief | Thermal Relief
Houston | Conroe | TR-1 | 003305 | Thermal Relief | Thermal Relief
Houston | Grapeland | TR-1 | 003516 | Thermal Relief | Thermal Relief
Port Arthur | Hankamer | TR-1 | 002952 | Thermal Relief | Thermal Relief
Wood River | Rolla | TR-1 | 006296 | Thermal Relief | Thermal Relief
Wood River | Weldon Spring | TR-1 | 006503 | Thermal Relief | Thermal Relief
Glenpool | Okmulgee | TR-101 | 004989 | Transformer | Transformer
Glenpool | Claremore | TR-101 | 005634 | Transformer | Transformer
Glenpool | Joplin | TR-101 | 005880 | Transformer | Transformer
Glenpool | Springfield | TR-101 | 006090 | Transformer | Transformer
Greenville | Mabank | TR-101 | 003736 | Transformer | Transformer
Greenville | Bonham | TR-101 | 004251 | Transformer | Transformer
Greenville | Coalgate | TR-101 | 004772 | Transformer | Transformer
Houston | Conroe | TR-101 | 003306 | Transformer | Transformer
Houston | Grapeland | TR-101 | 003517 | Transformer | Transformer
Port Arthur | Hankamer | TR-101 | 002953 | Transformer | Transformer
Wood River | Rolla | TR-101 | 006297 | Transformer | Transformer
Wood River | Weldon Spring | TR-101 | 006504 | Transformer | Transformer
Glenpool | Okmulgee | TR-2 | 004990 | Thermal Relief | Thermal Relief
Glenpool | Claremore | TR-2 | 005635 | Thermal Relief | Thermal Relief
Glenpool | Joplin | TR-2 | 005881 | Thermal Relief | Thermal Relief
Glenpool | Springfield | TR-2 | 006091 | Thermal Relief | Thermal Relief
Greenville | Mabank | TR-2 | 003737 | Thermal Relief | Thermal Relief
Greenville | Bonham | TR-2 | 004252 | Thermal Relief | Thermal Relief
Greenville | Coalgate | TR-2 | 004773 | Thermal Relief | Thermal Relief
Houston | Conroe | TR-2 | 003307 | Thermal Relief | Thermal Relief
Houston | Grapeland | TR-2 | 003518 | Thermal Relief | Thermal Relief
Port Arthur | Hankamer | TR-2 | 002954 | Thermal Relief | Thermal Relief
Wood River | Rolla | TR-2 | 006298 | Thermal Relief | Thermal Relief
Wood River | Weldon Spring | TR-2 | 006505 | Thermal Relief | Thermal Relief
Glenpool | Claremore | TR-203 | 009086 | 480V to 240V/120V Transformer | Transformer | 480V to 240V/120V
Glenpool | Joplin | TR-203 | 009128 | 480V to 240V/120V Transformer | Transformer | 480V to 240V/120V
Glenpool | Okmulgee | TR-203 | 009044 | 480V to 240V/120V Transformer | Transformer | 480V to 240V/120V
Glenpool | Springfield | TR-203 | 009170 | 480V to 240V/120V Transformer | Transformer | 480V to 240V/120V
Greenville | Bonham | TR-203 | 008950 | 480V to 240V/120V Transformer | Transformer | 480V to 240V/120V
Greenville | Coalgate | TR-203 | 008997 | 480V to 240V/120V Transformer | Transformer | 480V to 240V/120V
Greenville | Mabank | TR-203 | 008903 | 480V to 240V/120V Transformer | Transformer | 480V to 240V/120V
Houston | Conroe | TR-203 | 008810 | 480V to 240V/120V Transformer | Transformer | 480V to 240V/120V
Houston | Grapeland | TR-203 | 008856 | 480V to 240V/120V Transformer | Transformer | 480V to 240V/120V
Port Arthur | Hankamer | TR-203 | 008763 | 480V to 240V/120V Transformer | Transformer | 480V to 240V/120V
Wood River | Rolla | TR-203 | 009212 | 480V to 240V/120V Transformer | Transformer | 480V to 240V/120V
Wood River | Weldon Spring | TR-203 | 009254 | 480V to 240V/120V Transformer | Transformer | 480V to 240V/120V
Glenpool | Okmulgee | TT-701 | 004991 | Temperature Transmitter | Transmitter | Temperature
Glenpool | Claremore | TT-701 | 005636 | Temperature Transmitter | Transmitter | Temperature
Glenpool | Joplin | TT-701 | 005882 | Temperature Transmitter | Transmitter | Temperature
Glenpool | Springfield | TT-701 | 006092 | Temperature Transmitter | Transmitter | Temperature
Greenville | Mabank | TT-701 | 003738 | Temperature Transmitter | Transmitter | Temperature
Greenville | Bonham | TT-701 | 004253 | Temperature Transmitter | Transmitter | Temperature
Greenville | Coalgate | TT-701 | 004774 | Temperature Transmitter | Transmitter | Temperature
Houston | Conroe | TT-701 | 003308 | Temperature Transmitter | Transmitter | Temperature
Houston | Grapeland | TT-701 | 003519 | Temperature Transmitter | Transmitter | Temperature
Port Arthur | Hankamer | TT-701 | 002955 | Temperature Transmitter | Transmitter | Temperature
Wood River | Rolla | TT-701 | 006299 | Temperature Transmitter | Transmitter | Temperature
Wood River | Weldon Spring | TT-701 | 006506 | Temperature Transmitter | Transmitter | Temperature
Glenpool | Okmulgee | TT-702 | 004992 | Temperature Transmitter | Transmitter | Temperature
Glenpool | Claremore | TT-702 | 005637 | Temperature Transmitter | Transmitter | Temperature
Glenpool | Joplin | TT-702 | 005883 | Temperature Transmitter | Transmitter | Temperature
Glenpool | Springfield | TT-702 | 006093 | Temperature Transmitter | Transmitter | Temperature
Greenville | Mabank | TT-702 | 003739 | Temperature Transmitter | Transmitter | Temperature
Greenville | Bonham | TT-702 | 004254 | Temperature Transmitter | Transmitter | Temperature
Greenville | Coalgate | TT-702 | 004775 | Temperature Transmitter | Transmitter | Temperature
Houston | Conroe | TT-702 | 003309 | Temperature Transmitter | Transmitter | Temperature
Houston | Grapeland | TT-702 | 003520 | Temperature Transmitter | Transmitter | Temperature
Port Arthur | Hankamer | TT-702 | 002956 | Temperature Transmitter | Transmitter | Temperature
Wood River | Rolla | TT-702 | 006300 | Temperature Transmitter | Transmitter | Temperature
Wood River | Weldon Spring | TT-702 | 006507 | Temperature Transmitter | Transmitter | Temperature
Glenpool | Okmulgee | TT-704 | 004993 | Temperature Transmitter | Transmitter | Temperature
Glenpool | Claremore | TT-704 | 005638 | Temperature Transmitter | Transmitter | Temperature
Glenpool | Joplin | TT-704 | 005884 | Temperature Transmitter | Transmitter | Temperature
Glenpool | Springfield | TT-704 | 006094 | Temperature Transmitter | Transmitter | Temperature
Greenville | Mabank | TT-704 | 003740 | Temperature Transmitter | Transmitter | Temperature
Greenville | Bonham | TT-704 | 004255 | Temperature Transmitter | Transmitter | Temperature
Greenville | Coalgate | TT-704 | 004776 | Temperature Transmitter | Transmitter | Temperature
Houston | Conroe | TT-704 | 003310 | Temperature Transmitter | Transmitter | Temperature
Houston | Grapeland | TT-704 | 003521 | Temperature Transmitter | Transmitter | Temperature
Port Arthur | Hankamer | TT-704 | 002957 | Temperature Transmitter | Transmitter | Temperature
Wood River | Rolla | TT-704 | 006301 | Temperature Transmitter | Transmitter | Temperature
Wood River | Weldon Spring | TT-704 | 006508 | Temperature Transmitter | Transmitter | Temperature
Glenpool | Okmulgee | TT-707 | 004994 | Temperature Transmitter | Transmitter | Temperature
Glenpool | Claremore | TT-707 | 005639 | Temperature Transmitter | Transmitter | Temperature
Glenpool | Joplin | TT-707 | 005885 | Temperature Transmitter | Transmitter | Temperature
Glenpool | Springfield | TT-707 | 006095 | Temperature Transmitter | Transmitter | Temperature
Greenville | Mabank | TT-707 | 003741 | Temperature Transmitter | Transmitter | Temperature
Greenville | Bonham | TT-707 | 004256 | Temperature Transmitter | Transmitter | Temperature
Greenville | Coalgate | TT-707 | 004777 | Temperature Transmitter | Transmitter | Temperature
Houston | Conroe | TT-707 | 003311 | Temperature Transmitter | Transmitter | Temperature
Houston | Grapeland | TT-707 | 003522 | Temperature Transmitter | Transmitter | Temperature
Port Arthur | Hankamer | TT-707 | 002958 | Temperature Transmitter | Transmitter | Temperature
Wood River | Rolla | TT-707 | 006302 | Temperature Transmitter | Transmitter | Temperature
Wood River | Weldon Spring | TT-707 | 006509 | Temperature Transmitter | Transmitter | Temperature
Glenpool | Okmulgee | V142 | 004995 | Medium Voltage Breaker | Breaker | Medium Voltage
Glenpool | Claremore | V142 | 005640 | Medium Voltage Breaker | Breaker | Medium Voltage
Glenpool | Joplin | V142 | 005886 | Medium Voltage Breaker | Breaker | Medium Voltage
Glenpool | Springfield | V142 | 006096 | Medium Voltage Breaker | Breaker | Medium Voltage
Greenville | Mabank | V142 | 003742 | Medium Voltage Breaker | Breaker | Medium Voltage
Greenville | Bonham | V142 | 004257 | Medium Voltage Breaker | Breaker | Medium Voltage
Greenville | Coalgate | V142 | 004778 | Medium Voltage Breaker | Breaker | Medium Voltage
Houston | Conroe | V142 | 003312 | Medium Voltage Breaker | Breaker | Medium Voltage
Houston | Grapeland | V142 | 003523 | Medium Voltage Breaker | Breaker | Medium Voltage
Port Arthur | Hankamer | V142 | 002959 | Medium Voltage Breaker | Breaker | Medium Voltage
Wood River | Rolla | V142 | 006303 | Medium Voltage Breaker | Breaker | Medium Voltage
Wood River | Weldon Spring | V142 | 006510 | Medium Voltage Breaker | Breaker | Medium Voltage
Glenpool | Okmulgee | V242 | 004996 | Medium Voltage Breaker | Breaker | Medium Voltage
Glenpool | Claremore | V242 | 005641 | Medium Voltage Breaker | Breaker | Medium Voltage
Glenpool | Joplin | V242 | 005887 | Medium Voltage Breaker | Breaker | Medium Voltage
Glenpool | Springfield | V242 | 006097 | Medium Voltage Breaker | Breaker | Medium Voltage
Greenville | Mabank | V242 | 003743 | Medium Voltage Breaker | Breaker | Medium Voltage
Greenville | Bonham | V242 | 004258 | Medium Voltage Breaker | Breaker | Medium Voltage
Greenville | Coalgate | V242 | 004779 | Medium Voltage Breaker | Breaker | Medium Voltage
Houston | Conroe | V242 | 003313 | Medium Voltage Breaker | Breaker | Medium Voltage
Houston | Grapeland | V242 | 003524 | Medium Voltage Breaker | Breaker | Medium Voltage
Port Arthur | Hankamer | V242 | 002960 | Medium Voltage Breaker | Breaker | Medium Voltage
Wood River | Rolla | V242 | 006304 | Medium Voltage Breaker | Breaker | Medium Voltage
Wood River | Weldon Spring | V242 | 006511 | Medium Voltage Breaker | Breaker | Medium Voltage
Glenpool | Okmulgee | V52 | 004997 | Medium Voltage Breaker | Breaker | Medium Voltage
Glenpool | Claremore | V52 | 005642 | Medium Voltage Breaker | Breaker | Medium Voltage
Glenpool | Joplin | V52 | 005888 | Medium Voltage Breaker | Breaker | Medium Voltage
Glenpool | Springfield | V52 | 006098 | Medium Voltage Breaker | Breaker | Medium Voltage
Greenville | Mabank | V52 | 003744 | Medium Voltage Breaker | Breaker | Medium Voltage
Greenville | Bonham | V52 | 004259 | Medium Voltage Breaker | Breaker | Medium Voltage
Greenville | Coalgate | V52 | 004780 | Medium Voltage Breaker | Breaker | Medium Voltage
Houston | Conroe | V52 | 003314 | Medium Voltage Breaker | Breaker | Medium Voltage
Houston | Grapeland | V52 | 003525 | Medium Voltage Breaker | Breaker | Medium Voltage
Port Arthur | Hankamer | V52 | 007558 | Medium Voltage Breaker | Breaker | Medium Voltage
Wood River | Rolla | V52 | 006305 | Medium Voltage Breaker | Breaker | Medium Voltage
Wood River | Weldon Spring | V52 | 006512 | Medium Voltage Breaker | Breaker | Medium Voltage
Glenpool | Okmulgee | VFD1 | 009039 | Contollogix Programmable Logic Controller | Programmable Logic Controller | Controllogix | Allen Bradley |  | Contollogix
Glenpool | Joplin | VFD1 | 009123 | Contollogix Programmable Logic Controller | Programmable Logic Controller | Controllogix | Allen Bradley |  | Contollogix
Glenpool | Claremore | VFD1 | 009081 | Contollogix Programmable Logic Controller | Programmable Logic Controller | Controllogix | Allen Bradley |  | Contollogix
Glenpool | Springfield | VFD1 | 009165 | Contollogix Programmable Logic Controller | Programmable Logic Controller | Controllogix | Allen Bradley |  | Contollogix
Greenville | Mabank | VFD1 | 008898 | Contollogix Programmable Logic Controller | Programmable Logic Controller | Controllogix | Allen Bradley |  | Contollogix
Greenville | Coalgate | VFD1 | 008992 | Contollogix Programmable Logic Controller | Programmable Logic Controller | Controllogix | Allen Bradley |  | Contollogix
Greenville | Bonham | VFD1 | 008945 | Contollogix Programmable Logic Controller | Programmable Logic Controller | Controllogix | Allen Bradley |  | Contollogix
Houston | Grapeland | VFD1 | 008851 | Contollogix Programmable Logic Controller | Programmable Logic Controller | Controllogix | Allen Bradley |  | Contollogix
Houston | Conroe | VFD1 | 008805 | Contollogix Programmable Logic Controller | Programmable Logic Controller | Controllogix | Allen Bradley |  | Contollogix
Port Arthur | Hankamer | VFD1 | 008758 | Contollogix Programmable Logic Controller | Programmable Logic Controller | Controllogix | Allen Bradley |  | Contollogix
Wood River | Weldon Spring | VFD1 | 009249 | Contollogix Programmable Logic Controller | Programmable Logic Controller | Controllogix | Allen Bradley |  | Contollogix
Wood River | Rolla | VFD1 | 009207 | Contollogix Programmable Logic Controller | Programmable Logic Controller | Controllogix | Allen Bradley |  | Contollogix
Glenpool | Okmulgee | VFD-100 | 004998 | Variable Frequency Drive | Variable Frequency Drive
Glenpool | Claremore | VFD-100 | 005643 | Variable Frequency Drive | Variable Frequency Drive
Glenpool | Joplin | VFD-100 | 005889 | Variable Frequency Drive | Variable Frequency Drive
Glenpool | Springfield | VFD-100 | 006099 | Variable Frequency Drive | Variable Frequency Drive
Greenville | Mabank | VFD-100 | 003745 | Variable Frequency Drive | Variable Frequency Drive
Greenville | Bonham | VFD-100 | 004260 | Variable Frequency Drive | Variable Frequency Drive
Greenville | Coalgate | VFD-100 | 004781 | Variable Frequency Drive | Variable Frequency Drive
Houston | Conroe | VFD-100 | 003315 | Variable Frequency Drive | Variable Frequency Drive
Houston | Grapeland | VFD-100 | 003526 | Variable Frequency Drive | Variable Frequency Drive
Port Arthur | Hankamer | VFD-100 | 002961 | Variable Frequency Drive | Variable Frequency Drive
Wood River | Rolla | VFD-100 | 006306 | Variable Frequency Drive | Variable Frequency Drive
Wood River | Weldon Spring | VFD-100 | 006513 | Variable Frequency Drive | Variable Frequency Drive
Glenpool | Okmulgee | VFD2 | 009040 | Contollogix Programmable Logic Controller | Programmable Logic Controller | Controllogix | Allen Bradley |  | Contollogix
Glenpool | Joplin | VFD2 | 009124 | Contollogix Programmable Logic Controller | Programmable Logic Controller | Controllogix | Allen Bradley |  | Contollogix
Glenpool | Claremore | VFD2 | 009082 | Contollogix Programmable Logic Controller | Programmable Logic Controller | Controllogix | Allen Bradley |  | Contollogix
Glenpool | Springfield | VFD2 | 009166 | Contollogix Programmable Logic Controller | Programmable Logic Controller | Controllogix | Allen Bradley |  | Contollogix
Greenville | Mabank | VFD2 | 008899 | Contollogix Programmable Logic Controller | Programmable Logic Controller | Controllogix | Allen Bradley |  | Contollogix
Greenville | Coalgate | VFD2 | 008993 | Contollogix Programmable Logic Controller | Programmable Logic Controller | Controllogix | Allen Bradley |  | Contollogix
Greenville | Bonham | VFD2 | 008946 | Contollogix Programmable Logic Controller | Programmable Logic Controller | Controllogix | Allen Bradley |  | Contollogix
Houston | Grapeland | VFD2 | 008852 | Contollogix Programmable Logic Controller | Programmable Logic Controller | Controllogix | Allen Bradley |  | Contollogix
Houston | Conroe | VFD2 | 008806 | Contollogix Programmable Logic Controller | Programmable Logic Controller | Controllogix | Allen Bradley |  | Contollogix
Port Arthur | Hankamer | VFD2 | 008759 | Contollogix Programmable Logic Controller | Programmable Logic Controller | Controllogix | Allen Bradley |  | Contollogix
Wood River | Weldon Spring | VFD2 | 009250 | Contollogix Programmable Logic Controller | Programmable Logic Controller | Controllogix | Allen Bradley |  | Contollogix
Wood River | Rolla | VFD2 | 009208 | Contollogix Programmable Logic Controller | Programmable Logic Controller | Controllogix | Allen Bradley |  | Contollogix
Glenpool | Springfield | VFDC | 009168 | VFD Controller | Controller | VFD
Glenpool | Okmulgee | VFDC | 009042 | VFD Controller | Controller | VFD
Glenpool | Joplin | VFDC | 009126 | VFD Controller | Controller | VFD
Glenpool | Claremore | VFDC | 009084 | VFD Controller | Controller | VFD
Greenville | Mabank | VFDC | 008901 | VFD Controller | Controller | VFD
Greenville | Coalgate | VFDC | 008995 | VFD Controller | Controller | VFD
Greenville | Bonham | VFDC | 008948 | VFD Controller | Controller | VFD
Houston | Grapeland | VFDC | 008854 | VFD Controller | Controller | VFD
Houston | Conroe | VFDC | 008808 | VFD Controller | Controller | VFD
Port Arthur | Hankamer | VFDC | 008761 | VFD Controller | Controller | VFD
Wood River | Weldon Spring | VFDC | 009252 | VFD Controller | Controller | VFD
Wood River | Rolla | VFDC | 009210 | VFD Controller | Controller | VFD
Glenpool | Okmulgee | VFD-CT | 004999 | Variable Frequency Drive | Variable Frequency Drive
Glenpool | Claremore | VFD-CT | 005644 | Variable Frequency Drive | Variable Frequency Drive
Glenpool | Joplin | VFD-CT | 005890 | Variable Frequency Drive | Variable Frequency Drive
Glenpool | Springfield | VFD-CT | 006100 | Variable Frequency Drive | Variable Frequency Drive
Greenville | Mabank | VFD-CT | 003746 | Variable Frequency Drive | Variable Frequency Drive
Greenville | Bonham | VFD-CT | 004261 | Variable Frequency Drive | Variable Frequency Drive
Greenville | Coalgate | VFD-CT | 004782 | Variable Frequency Drive | Variable Frequency Drive
Houston | Conroe | VFD-CT | 003316 | Variable Frequency Drive | Variable Frequency Drive
Houston | Grapeland | VFD-CT | 003527 | Variable Frequency Drive | Variable Frequency Drive
Port Arthur | Hankamer | VFD-CT | 002962 | Variable Frequency Drive | Variable Frequency Drive
Wood River | Rolla | VFD-CT | 006307 | Variable Frequency Drive | Variable Frequency Drive
Wood River | Weldon Spring | VFD-CT | 006514 | Variable Frequency Drive | Variable Frequency Drive
Glenpool | Claremore | VFD-REACTOR | 008016 | Variable Frequency Drive | Variable Frequency Drive
Glenpool | Joplin | VFD-REACTOR | 008417 | Variable Frequency Drive | Variable Frequency Drive
Glenpool | Okmulgee | VFD-REACTOR | 008466 | Variable Frequency Drive | Variable Frequency Drive
Glenpool | Springfield | VFD-REACTOR | 008518 | Variable Frequency Drive | Variable Frequency Drive
Greenville | Bonham | VFD-REACTOR | 007974 | Variable Frequency Drive | Variable Frequency Drive
Greenville | Coalgate | VFD-REACTOR | 007993 | Variable Frequency Drive | Variable Frequency Drive
Greenville | Mabank | VFD-REACTOR | 008442 | Variable Frequency Drive | Variable Frequency Drive
Houston | Conroe | VFD-REACTOR | 008034 | Variable Frequency Drive | Variable Frequency Drive
Houston | Grapeland | VFD-REACTOR | 008347 | Variable Frequency Drive | Variable Frequency Drive
Port Arthur | Hankamer | VFD-REACTOR | 008380 | Variable Frequency Drive | Variable Frequency Drive
Wood River | Rolla | VFD-REACTOR | 008500 | Variable Frequency Drive | Variable Frequency Drive
Wood River | Weldon Spring | VFD-REACTOR | 008554 | Variable Frequency Drive | Variable Frequency Drive
Glenpool | Okmulgee | VT-810 | 005000 | Vibration Transmitter | Transmitter | Vibration
Glenpool | Claremore | VT-810 | 005645 | Vibration Transmitter | Transmitter | Vibration
Glenpool | Joplin | VT-810 | 005891 | Vibration Transmitter | Transmitter | Vibration
Glenpool | Springfield | VT-810 | 006101 | Vibration Transmitter | Transmitter | Vibration
Greenville | Mabank | VT-810 | 003747 | Vibration Transmitter | Transmitter | Vibration
Greenville | Bonham | VT-810 | 004262 | Vibration Transmitter | Transmitter | Vibration
Greenville | Coalgate | VT-810 | 004783 | Vibration Transmitter | Transmitter | Vibration
Houston | Conroe | VT-810 | 003317 | Vibration Transmitter | Transmitter | Vibration
Houston | Grapeland | VT-810 | 003528 | Vibration Transmitter | Transmitter | Vibration
Port Arthur | Hankamer | VT-810 | 002963 | Vibration Transmitter | Transmitter | Vibration
Wood River | Rolla | VT-810 | 006308 | Vibration Transmitter | Transmitter | Vibration
Wood River | Weldon Spring | VT-810 | 006515 | Vibration Transmitter | Transmitter | Vibration
Glenpool | Okmulgee | VT-813 | 005001 | Vibration Transmitter | Transmitter | Vibration
Glenpool | Claremore | VT-813 | 005646 | Vibration Transmitter | Transmitter | Vibration
Glenpool | Joplin | VT-813 | 005892 | Vibration Transmitter | Transmitter | Vibration
Glenpool | Springfield | VT-813 | 006102 | Vibration Transmitter | Transmitter | Vibration
Greenville | Mabank | VT-813 | 003748 | Vibration Transmitter | Transmitter | Vibration
Greenville | Bonham | VT-813 | 004263 | Vibration Transmitter | Transmitter | Vibration
Greenville | Coalgate | VT-813 | 004784 | Vibration Transmitter | Transmitter | Vibration
Houston | Conroe | VT-813 | 003318 | Vibration Transmitter | Transmitter | Vibration
Houston | Grapeland | VT-813 | 003529 | Vibration Transmitter | Transmitter | Vibration
Port Arthur | Hankamer | VT-813 | 002964 | Vibration Transmitter | Transmitter | Vibration
Wood River | Rolla | VT-813 | 006309 | Vibration Transmitter | Transmitter | Vibration
Wood River | Weldon Spring | VT-813 | 006516 | Vibration Transmitter | Transmitter | Vibration
Glenpool | Okmulgee | VT-820 | 005002 | Vibration Transmitter | Transmitter | Vibration
Glenpool | Claremore | VT-820 | 005647 | Vibration Transmitter | Transmitter | Vibration
Glenpool | Joplin | VT-820 | 005893 | Vibration Transmitter | Transmitter | Vibration
Glenpool | Springfield | VT-820 | 006103 | Vibration Transmitter | Transmitter | Vibration
Greenville | Mabank | VT-820 | 003749 | Vibration Transmitter | Transmitter | Vibration
Greenville | Bonham | VT-820 | 004264 | Vibration Transmitter | Transmitter | Vibration
Greenville | Coalgate | VT-820 | 004785 | Vibration Transmitter | Transmitter | Vibration
Houston | Conroe | VT-820 | 003319 | Vibration Transmitter | Transmitter | Vibration
Houston | Grapeland | VT-820 | 003530 | Vibration Transmitter | Transmitter | Vibration
Port Arthur | Hankamer | VT-820 | 002965 | Vibration Transmitter | Transmitter | Vibration
Wood River | Rolla | VT-820 | 006310 | Vibration Transmitter | Transmitter | Vibration
Wood River | Weldon Spring | VT-820 | 006517 | Vibration Transmitter | Transmitter | Vibration
Glenpool | Okmulgee | VT-823 | 005003 | Vibration Transmitter | Transmitter | Vibration
Glenpool | Claremore | VT-823 | 005648 | Vibration Transmitter | Transmitter | Vibration
Glenpool | Joplin | VT-823 | 005894 | Vibration Transmitter | Transmitter | Vibration
Glenpool | Springfield | VT-823 | 006104 | Vibration Transmitter | Transmitter | Vibration
Greenville | Mabank | VT-823 | 003750 | Vibration Transmitter | Transmitter | Vibration
Greenville | Bonham | VT-823 | 004265 | Vibration Transmitter | Transmitter | Vibration
Greenville | Coalgate | VT-823 | 004786 | Vibration Transmitter | Transmitter | Vibration
Houston | Conroe | VT-823 | 003320 | Vibration Transmitter | Transmitter | Vibration
Houston | Grapeland | VT-823 | 003531 | Vibration Transmitter | Transmitter | Vibration
Port Arthur | Hankamer | VT-823 | 002966 | Vibration Transmitter | Transmitter | Vibration
Wood River | Rolla | VT-823 | 006311 | Vibration Transmitter | Transmitter | Vibration
Wood River | Weldon Spring | VT-823 | 006518 | Vibration Transmitter | Transmitter | Vibration
Glenpool | Claremore | VTR-101 | 008017 | Transformer | Transformer
Glenpool | Joplin | VTR-101 | 008418 | Transformer | Transformer
Glenpool | Okmulgee | VTR-101 | 008467 | Transformer | Transformer
Glenpool | Springfield | VTR-101 | 008519 | Transformer | Transformer
Greenville | Bonham | VTR-101 | 007975 | Transformer | Transformer
Greenville | Coalgate | VTR-101 | 007994 | Transformer | Transformer
Greenville | Mabank | VTR-101 | 008443 | Transformer | Transformer
Houston | Conroe | VTR-101 | 008035 | Transformer | Transformer
Houston | Grapeland | VTR-101 | 008348 | Transformer | Transformer
Port Arthur | Hankamer | VTR-101 | 008381 | Transformer | Transformer
Wood River | Rolla | VTR-101 | 008501 | Transformer | Transformer
Wood River | Weldon Spring | VTR-101 | 008555 | Transformer | Transformer
Glenpool | Claremore | Y11 | 009073 | Feeder Protection Relay | Relay | Feeder Protection | General Electric |  | Multilin 735
Glenpool | Joplin | Y11 | 009115 | Feeder Protection Relay | Relay | Feeder Protection | General Electric |  | Multilin 735
Glenpool | Okmulgee | Y11 | 009031 | Feeder Protection Relay | Relay | Feeder Protection | General Electric |  | Multilin 735
Glenpool | Springfield | Y11 | 009157 | Feeder Protection Relay | Relay | Feeder Protection | General Electric |  | Multilin 735
Greenville | Mabank | Y11 | 008890 | Feeder Protection Relay | Relay | Feeder Protection | General Electric |  | Multilin 735
Greenville | Bonham | Y11 | 008937 | Feeder Protection Relay | Relay | Feeder Protection | General Electric |  | Multilin 735
Greenville | Coalgate | Y11 | 008984 | Feeder Protection Relay | Relay | Feeder Protection | General Electric |  | Multilin 735
Houston | Grapeland | Y11 | 008843 | Feeder Protection Relay | Relay | Feeder Protection | General Electric |  | Multilin 735
Houston | Conroe | Y11 | 008797 | Feeder Protection Relay | Relay | Feeder Protection | General Electric |  | Multilin 735
Port Arthur | Hankamer | Y11 | 008750 | Feeder Protection Relay | Relay | Feeder Protection | General Electric |  | Multilin 735
Wood River | Rolla | Y11 | 009199 | Feeder Protection Relay | Relay | Feeder Protection | General Electric |  | Multilin 735
Wood River | Weldon Spring | Y11 | 009241 | Feeder Protection Relay | Relay | Feeder Protection | General Electric |  | Multilin 735
Glenpool | Okmulgee | ZS-301 | 005004 | Sphere Detector | Sphere Detector
Glenpool | Claremore | ZS-301 | 005649 | Sphere Detector | Sphere Detector
Glenpool | Joplin | ZS-301 | 005895 | Sphere Detector | Sphere Detector
Glenpool | Springfield | ZS-301 | 006105 | Sphere Detector | Sphere Detector
Greenville | Mabank | ZS-301 | 003751 | Sphere Detector | Sphere Detector
Greenville | Bonham | ZS-301 | 004266 | Sphere Detector | Sphere Detector
Greenville | Coalgate | ZS-301 | 004787 | Sphere Detector | Sphere Detector
Houston | Conroe | ZS-301 | 003321 | Sphere Detector | Sphere Detector
Houston | Grapeland | ZS-301 | 003532 | Sphere Detector | Sphere Detector
Port Arthur | Hankamer | ZS-301 | 002967 | Sphere Detector | Sphere Detector
Wood River | Rolla | ZS-301 | 006312 | Sphere Detector | Sphere Detector
Wood River | Weldon Spring | ZS-301 | 006519 | Sphere Detector | Sphere Detector
Glenpool | Okmulgee | ZS-302 | 005005 | Sphere Detector | Sphere Detector
Glenpool | Claremore | ZS-302 | 005650 | Sphere Detector | Sphere Detector
Glenpool | Joplin | ZS-302 | 005896 | Sphere Detector | Sphere Detector
Glenpool | Springfield | ZS-302 | 006106 | Sphere Detector | Sphere Detector
Greenville | Mabank | ZS-302 | 003752 | Sphere Detector | Sphere Detector
Greenville | Bonham | ZS-302 | 004267 | Sphere Detector | Sphere Detector
Greenville | Coalgate | ZS-302 | 004788 | Sphere Detector | Sphere Detector
Houston | Conroe | ZS-302 | 003322 | Sphere Detector | Sphere Detector
Houston | Grapeland | ZS-302 | 003533 | Sphere Detector | Sphere Detector
Port Arthur | Hankamer | ZS-302 | 002968 | Sphere Detector | Sphere Detector
Wood River | Rolla | ZS-302 | 006313 | Sphere Detector | Sphere Detector
Wood River | Weldon Spring | ZS-302 | 006520 | Sphere Detector | Sphere Detector
Glenpool | Okmulgee | ZS-303 | 005006 | Sphere Detector | Sphere Detector
Glenpool | Claremore | ZS-303 | 005651 | Sphere Detector | Sphere Detector
Glenpool | Joplin | ZS-303 | 005897 | Sphere Detector | Sphere Detector
Glenpool | Springfield | ZS-303 | 006107 | Sphere Detector | Sphere Detector
Greenville | Mabank | ZS-303 | 003753 | Sphere Detector | Sphere Detector
Greenville | Bonham | ZS-303 | 004268 | Sphere Detector | Sphere Detector
Greenville | Coalgate | ZS-303 | 004789 | Sphere Detector | Sphere Detector
Houston | Conroe | ZS-303 | 003323 | Sphere Detector | Sphere Detector
Houston | Grapeland | ZS-303 | 003534 | Sphere Detector | Sphere Detector
Port Arthur | Hankamer | ZS-303 | 002969 | Sphere Detector | Sphere Detector
Wood River | Rolla | ZS-303 | 006314 | Sphere Detector | Sphere Detector
Wood River | Weldon Spring | ZS-303 | 006521 | Sphere Detector | Sphere Detector
Glenpool | Okmulgee | ZS-304 | 005007 | Sphere Detector | Sphere Detector
Glenpool | Claremore | ZS-304 | 005652 | Sphere Detector | Sphere Detector
Glenpool | Joplin | ZS-304 | 005898 | Sphere Detector | Sphere Detector
Glenpool | Springfield | ZS-304 | 006108 | Sphere Detector | Sphere Detector
Greenville | Mabank | ZS-304 | 003754 | Sphere Detector | Sphere Detector
Greenville | Bonham | ZS-304 | 004269 | Sphere Detector | Sphere Detector
Greenville | Coalgate | ZS-304 | 004790 | Sphere Detector | Sphere Detector
Houston | Conroe | ZS-304 | 003324 | Sphere Detector | Sphere Detector
Houston | Grapeland | ZS-304 | 003535 | Sphere Detector | Sphere Detector
Port Arthur | Hankamer | ZS-304 | 002970 | Sphere Detector | Sphere Detector
Wood River | Rolla | ZS-304 | 006315 | Sphere Detector | Sphere Detector
Wood River | Weldon Spring | ZS-304 | 006522 | Sphere Detector | Sphere Detector
Glenpool | Claremore | ZSO-603 | 008018 | Position Switch | Switch | Position
Glenpool | Joplin | ZSO-603 | 008419 | Position Switch | Switch | Position
Glenpool | Okmulgee | ZSO-603 | 008468 | Position Switch | Switch | Position
Glenpool | Springfield | ZSO-603 | 008520 | Position Switch | Switch | Position
Greenville | Bonham | ZSO-603 | 007976 | Position Switch | Switch | Position
Greenville | Coalgate | ZSO-603 | 007995 | Position Switch | Switch | Position
Greenville | Mabank | ZSO-603 | 008444 | Position Switch | Switch | Position
Houston | Conroe | ZSO-603 | 008036 | Position Switch | Switch | Position
Houston | Grapeland | ZSO-603 | 008349 | Position Switch | Switch | Position
Port Arthur | Hankamer | ZSO-603 | 008382 | Position Switch | Switch | Position
Wood River | Rolla | ZSO-603 | 008502 | Position Switch | Switch | Position
Wood River | Weldon Spring | ZSO-603 | 008556 | Position Switch | Switch | Position
Glenpool | Claremore | ZT-603 | 008019 | Position Transmitter | Transmitter | Position
Glenpool | Joplin | ZT-603 | 008420 | Position Transmitter | Transmitter | Position
Glenpool | Okmulgee | ZT-603 | 008469 | Position Transmitter | Transmitter | Position
Glenpool | Springfield | ZT-603 | 008521 | Position Transmitter | Transmitter | Position
Greenville | Bonham | ZT-603 | 007977 | Position Transmitter | Transmitter | Position
Greenville | Coalgate | ZT-603 | 007996 | Position Transmitter | Transmitter | Position
Greenville | Mabank | ZT-603 | 008445 | Position Transmitter | Transmitter | Position
Houston | Conroe | ZT-603 | 008037 | Position Transmitter | Transmitter | Position
Houston | Grapeland | ZT-603 | 008350 | Position Transmitter | Transmitter | Position
Port Arthur | Hankamer | ZT-603 | 008383 | Position Transmitter | Transmitter | Position
Wood River | Rolla | ZT-603 | 008503 | Position Transmitter | Transmitter | Position
Wood River | Weldon Spring | ZT-603 | 008557 | Position Transmitter | Transmitter | Position